## schedules_parser_2019-13-07_17-
Filename | Schedule Title | IsOnSheet | Column Headers | Parameter Name | Is Shared | Shared Parameter Guid | File Hash | Filepath | Column Values
ppmd_templates_BRII2.rvt | BRAR2 - EQUIPMENT SCHEDULE | TRUE | JSN | JSN | TRUE | 8632cd76-2ab9-457d-8db7-39197de446a2 | srJ0IoBhfmbM+DJ/eHYlqe7BQxTuqbY3U+vBjzcRcys= | C:\Temp\vw\test data\ppmd_templates_BRII2.rvt | A1066¦A5075¦A5080¦A5145¦E0948¦M3073¦P3100
ppmd_templates_BRII2.rvt | BRAR2 - EQUIPMENT SCHEDULE | TRUE | Nomenclature | Nomenclature | TRUE | f004b755-1952-4a21-a1c1-98f41ef6a86c | srJ0IoBhfmbM+DJ/eHYlqe7BQxTuqbY3U+vBjzcRcys= | C:\Temp\vw\test data\ppmd_templates_BRII2.rvt | Mirror, Float Glass, With SS Frame¦Dispenser, Soap, Disposable¦Dispenser, Paper Towel, SS, Surface Mounted¦Hook, Garment, Double, SS, Surface Mounted¦Cart, General Storage, Mobile, 42"H x 32"W x 22"D¦Basket, Infectious Waste, Step-On¦Lavatory, Vitreous China, Slab Type
ppmd_templates_BRII2.rvt | BRAR2 - EQUIPMENT SCHEDULE | TRUE | Qty | Count | FALSE |  | srJ0IoBhfmbM+DJ/eHYlqe7BQxTuqbY3U+vBjzcRcys= | C:\Temp\vw\test data\ppmd_templates_BRII2.rvt | 1¦1¦1¦1¦1¦1¦1
ppmd_templates_BRII2.rvt | BRAR2 - EQUIPMENT SCHEDULE | TRUE | LF | CustomLength | TRUE | f338df87-67c7-40c3-b0e8-6ebb5a3fe5b8 | srJ0IoBhfmbM+DJ/eHYlqe7BQxTuqbY3U+vBjzcRcys= | C:\Temp\vw\test data\ppmd_templates_BRII2.rvt
ppmd_templates_BRII2.rvt | BRAR2 - EQUIPMENT SCHEDULE | TRUE | Logistics¦AR | CAT_Army | TRUE | fa0e0053-bcc4-42e8-881f-6a4690f994c9 | srJ0IoBhfmbM+DJ/eHYlqe7BQxTuqbY3U+vBjzcRcys= | C:\Temp\vw\test data\ppmd_templates_BRII2.rvt | A¦C¦A¦A¦C¦C¦A
ppmd_templates_BRII2.rvt | BRAR2 - EQUIPMENT SCHEDULE | TRUE | Logistics¦NA | CAT_Navy | TRUE | 183e77a6-b75d-41a5-8f81-f6abfee236ec | srJ0IoBhfmbM+DJ/eHYlqe7BQxTuqbY3U+vBjzcRcys= | C:\Temp\vw\test data\ppmd_templates_BRII2.rvt | A¦C¦A¦A¦C¦C¦A
ppmd_templates_BRII2.rvt | BRAR2 - EQUIPMENT SCHEDULE | TRUE | Logistics¦AF | CAT_AF | TRUE | 053816d3-2f83-4e72-9b30-0a25ff75573f | srJ0IoBhfmbM+DJ/eHYlqe7BQxTuqbY3U+vBjzcRcys= | C:\Temp\vw\test data\ppmd_templates_BRII2.rvt | A¦C¦A¦A¦C¦C¦A
ppmd_templates_BRII2.rvt | BRAR2 - EQUIPMENT SCHEDULE | TRUE | Logistics¦VA | CAT_VA | TRUE | abab06e0-bc20-4958-a9a7-acf73c376614 | srJ0IoBhfmbM+DJ/eHYlqe7BQxTuqbY3U+vBjzcRcys= | C:\Temp\vw\test data\ppmd_templates_BRII2.rvt | A¦C¦A¦A¦C¦C¦A
ppmd_templates_BRII2.rvt | BRAR2 - EQUIPMENT SCHEDULE | TRUE | Utilities¦1 | UTIL_1_WaterDrain | TRUE | 594b780e-c62e-473b-9f66-4d3db2fa1b7f | srJ0IoBhfmbM+DJ/eHYlqe7BQxTuqbY3U+vBjzcRcys= | C:\Temp\vw\test data\ppmd_templates_BRII2.rvt | -¦-¦-¦-¦-¦-¦D
ppmd_templates_BRII2.rvt | BRAR2 - EQUIPMENT SCHEDULE | TRUE | Utilities¦2 | UTIL_2_Elec | TRUE | 28082216-138e-4a2f-9824-e96dbd7e3cd0 | srJ0IoBhfmbM+DJ/eHYlqe7BQxTuqbY3U+vBjzcRcys= | C:\Temp\vw\test data\ppmd_templates_BRII2.rvt | -¦-¦-¦-¦-¦-¦-
ppmd_templates_BRII2.rvt | BRAR2 - EQUIPMENT SCHEDULE | TRUE | Utilities¦3 | UTIL_3_MedGas | TRUE | 22af1ef2-54f0-4b6e-b40a-7064dfb8769c | srJ0IoBhfmbM+DJ/eHYlqe7BQxTuqbY3U+vBjzcRcys= | C:\Temp\vw\test data\ppmd_templates_BRII2.rvt | -¦-¦-¦-¦-¦-¦-
ppmd_templates_BRII2.rvt | BRAR2 - EQUIPMENT SCHEDULE | TRUE | Utilities¦4 | UTIL_4_MiscGas | TRUE | 745b8c3e-fd4a-4430-994a-d25826e1e484 | srJ0IoBhfmbM+DJ/eHYlqe7BQxTuqbY3U+vBjzcRcys= | C:\Temp\vw\test data\ppmd_templates_BRII2.rvt | -¦-¦-¦-¦-¦-¦-
ppmd_templates_BRII2.rvt | BRAR2 - EQUIPMENT SCHEDULE | TRUE | Utilities¦5 | UTIL_5_NonMedGas | TRUE | 323edf97-d058-44ef-a0fb-1836c80554d8 | srJ0IoBhfmbM+DJ/eHYlqe7BQxTuqbY3U+vBjzcRcys= | C:\Temp\vw\test data\ppmd_templates_BRII2.rvt | -¦-¦-¦-¦-¦-¦-
ppmd_templates_BRII2.rvt | BRAR2 - EQUIPMENT SCHEDULE | TRUE | Utilities¦6 | UTIL_6_Misc | TRUE | 38083e2d-8ba3-4868-9752-742b7a4a9586 | srJ0IoBhfmbM+DJ/eHYlqe7BQxTuqbY3U+vBjzcRcys= | C:\Temp\vw\test data\ppmd_templates_BRII2.rvt | -¦-¦-¦-¦-¦-¦-
ppmd_templates_BRII2.rvt | BRAR2 - INTERIOR DESIGN | FALSE | Floor Finish¦Preferred | Floor Finish | FALSE |  | srJ0IoBhfmbM+DJ/eHYlqe7BQxTuqbY3U+vBjzcRcys= | C:\Temp\vw\test data\ppmd_templates_BRII2.rvt | VT
ppmd_templates_BRII2.rvt | BRAR2 - INTERIOR DESIGN | FALSE | Floor Finish¦Alternate | Floor Finish2 | TRUE | 4030719d-a272-441a-8bfa-d5eb510a1687 | srJ0IoBhfmbM+DJ/eHYlqe7BQxTuqbY3U+vBjzcRcys= | C:\Temp\vw\test data\ppmd_templates_BRII2.rvt | SV
ppmd_templates_BRII2.rvt | BRAR2 - INTERIOR DESIGN | FALSE | Wall Finish¦Preferred | Wall Finish | FALSE |  | srJ0IoBhfmbM+DJ/eHYlqe7BQxTuqbY3U+vBjzcRcys= | C:\Temp\vw\test data\ppmd_templates_BRII2.rvt | GPT
ppmd_templates_BRII2.rvt | BRAR2 - INTERIOR DESIGN | FALSE | Wall Finish¦Alternate | Wall Finish2 | TRUE | 5a49d499-57b3-4e1f-afc0-4c041c862be1 | srJ0IoBhfmbM+DJ/eHYlqe7BQxTuqbY3U+vBjzcRcys= | C:\Temp\vw\test data\ppmd_templates_BRII2.rvt | GLG
ppmd_templates_BRII2.rvt | BRAR2 - INTERIOR DESIGN | FALSE | Ceiling Finish¦Preferred | Ceiling Finish | FALSE |  | srJ0IoBhfmbM+DJ/eHYlqe7BQxTuqbY3U+vBjzcRcys= | C:\Temp\vw\test data\ppmd_templates_BRII2.rvt | GPT
ppmd_templates_BRII2.rvt | BRAR2 - INTERIOR DESIGN | FALSE | Ceiling Finish¦Alternate | Ceiling Finish2 | TRUE | acb31fd1-378b-4329-97b0-400ae39b5bc4 | srJ0IoBhfmbM+DJ/eHYlqe7BQxTuqbY3U+vBjzcRcys= | C:\Temp\vw\test data\ppmd_templates_BRII2.rvt | GLG
ppmd_templates_BRII2.rvt | BRAR2 - INTERIOR DESIGN | FALSE | Room Height¦ft - in | Ceiling_Hgt_IP | TRUE | 9f14ca4f-2465-4385-a17c-7aa549f64c09 | srJ0IoBhfmbM+DJ/eHYlqe7BQxTuqbY3U+vBjzcRcys= | C:\Temp\vw\test data\ppmd_templates_BRII2.rvt | 8' - 0"
ppmd_templates_BRII2.rvt | BRAR2 - INTERIOR DESIGN | FALSE | Room Noise¦Min NC | Noise_NC_MIN | TRUE | 8c49df6c-7d6b-49fd-9459-f57d0921d704 | srJ0IoBhfmbM+DJ/eHYlqe7BQxTuqbY3U+vBjzcRcys= | C:\Temp\vw\test data\ppmd_templates_BRII2.rvt | 30
ppmd_templates_BRII2.rvt | BRAR2 - INTERIOR DESIGN | FALSE | Room Noise¦Max NC | Noise_NC_MAX | TRUE | 629b571a-1c14-443c-b8e8-1130b5edb513 | srJ0IoBhfmbM+DJ/eHYlqe7BQxTuqbY3U+vBjzcRcys= | C:\Temp\vw\test data\ppmd_templates_BRII2.rvt | 40
ppmd_templates_BRII2.rvt | BRAR2 - INTERIOR DESIGN | FALSE | Room Noise¦SC | Noise_SC | TRUE | 44bf9cd1-070a-432c-87d9-26a3211cfe07 | srJ0IoBhfmbM+DJ/eHYlqe7BQxTuqbY3U+vBjzcRcys= | C:\Temp\vw\test data\ppmd_templates_BRII2.rvt | 40
ppmd_templates_BRII2.rvt | BRII2 - DATA/TELEPHONE EQUIPMENT | FALSE | JSN | JSN | TRUE | 8632cd76-2ab9-457d-8db7-39197de446a2 | srJ0IoBhfmbM+DJ/eHYlqe7BQxTuqbY3U+vBjzcRcys= | C:\Temp\vw\test data\ppmd_templates_BRII2.rvt
ppmd_templates_BRII2.rvt | BRII2 - DATA/TELEPHONE EQUIPMENT | FALSE | Nomenclature | Nomenclature | TRUE | f004b755-1952-4a21-a1c1-98f41ef6a86c | srJ0IoBhfmbM+DJ/eHYlqe7BQxTuqbY3U+vBjzcRcys= | C:\Temp\vw\test data\ppmd_templates_BRII2.rvt
ppmd_templates_BRII2.rvt | BRII2 - DATA/TELEPHONE EQUIPMENT | FALSE | Qty | Count | FALSE |  | srJ0IoBhfmbM+DJ/eHYlqe7BQxTuqbY3U+vBjzcRcys= | C:\Temp\vw\test data\ppmd_templates_BRII2.rvt
ppmd_templates_BRII2.rvt | BRII2 - DATA/TELEPHONE EQUIPMENT | FALSE | Logistics¦AR | CAT_Army | TRUE | fa0e0053-bcc4-42e8-881f-6a4690f994c9 | srJ0IoBhfmbM+DJ/eHYlqe7BQxTuqbY3U+vBjzcRcys= | C:\Temp\vw\test data\ppmd_templates_BRII2.rvt
ppmd_templates_BRII2.rvt | BRII2 - DATA/TELEPHONE EQUIPMENT | FALSE | Logistics¦NA | CAT_Navy | TRUE | 183e77a6-b75d-41a5-8f81-f6abfee236ec | srJ0IoBhfmbM+DJ/eHYlqe7BQxTuqbY3U+vBjzcRcys= | C:\Temp\vw\test data\ppmd_templates_BRII2.rvt
ppmd_templates_BRII2.rvt | BRII2 - DATA/TELEPHONE EQUIPMENT | FALSE | Logistics¦AF | CAT_AF | TRUE | 053816d3-2f83-4e72-9b30-0a25ff75573f | srJ0IoBhfmbM+DJ/eHYlqe7BQxTuqbY3U+vBjzcRcys= | C:\Temp\vw\test data\ppmd_templates_BRII2.rvt
ppmd_templates_BRII2.rvt | BRII2 - DATA/TELEPHONE EQUIPMENT | FALSE | Logistics¦VA | CAT_VA | TRUE | abab06e0-bc20-4958-a9a7-acf73c376614 | srJ0IoBhfmbM+DJ/eHYlqe7BQxTuqbY3U+vBjzcRcys= | C:\Temp\vw\test data\ppmd_templates_BRII2.rvt
ppmd_templates_BRII2.rvt | BRII2 - DOOR SCHEDULE | FALSE | Mark | Construction Type | FALSE |  | srJ0IoBhfmbM+DJ/eHYlqe7BQxTuqbY3U+vBjzcRcys= | C:\Temp\vw\test data\ppmd_templates_BRII2.rvt | B¦D
ppmd_templates_BRII2.rvt | BRII2 - DOOR SCHEDULE | FALSE | Type | Family | FALSE |  | srJ0IoBhfmbM+DJ/eHYlqe7BQxTuqbY3U+vBjzcRcys= | C:\Temp\vw\test data\ppmd_templates_BRII2.rvt | Sliding-2 panel¦Single-Flush¦Double-Uneven
ppmd_templates_BRII2.rvt | BRII2 - DOOR SCHEDULE | FALSE | Count | Count | FALSE |  | srJ0IoBhfmbM+DJ/eHYlqe7BQxTuqbY3U+vBjzcRcys= | C:\Temp\vw\test data\ppmd_templates_BRII2.rvt | 1¦1¦1
ppmd_templates_BRII2.rvt | BRII2 - DOOR SCHEDULE | FALSE | Height¦ft - in | Height | FALSE |  | srJ0IoBhfmbM+DJ/eHYlqe7BQxTuqbY3U+vBjzcRcys= | C:\Temp\vw\test data\ppmd_templates_BRII2.rvt | 7' - 0"¦7' - 0"¦7' - 0"
ppmd_templates_BRII2.rvt | BRII2 - DOOR SCHEDULE | FALSE | Width¦ft - in | Width | FALSE |  | srJ0IoBhfmbM+DJ/eHYlqe7BQxTuqbY3U+vBjzcRcys= | C:\Temp\vw\test data\ppmd_templates_BRII2.rvt | 8' - 6"¦3' - 6"¦5' - 6"
ppmd_templates_BRII2.rvt | BRII2 - DOOR SCHEDULE | FALSE | Notes | Type Comments | FALSE |  | srJ0IoBhfmbM+DJ/eHYlqe7BQxTuqbY3U+vBjzcRcys= | C:\Temp\vw\test data\ppmd_templates_BRII2.rvt
ppmd_templates_BRII2.rvt | BRII2 - ELECTRICAL DESIGN | FALSE | Lighting¦LUX1 | Light_Level_LUX | TRUE | fc853981-f613-4f05-81bd-e48fb947424b | srJ0IoBhfmbM+DJ/eHYlqe7BQxTuqbY3U+vBjzcRcys= | C:\Temp\vw\test data\ppmd_templates_BRII2.rvt | 300¦200¦300
ppmd_templates_BRII2.rvt | BRII2 - ELECTRICAL DESIGN | FALSE | Lighting¦Footcandles1 | Light_Level_FC | FALSE |  | srJ0IoBhfmbM+DJ/eHYlqe7BQxTuqbY3U+vBjzcRcys= | C:\Temp\vw\test data\ppmd_templates_BRII2.rvt | 28¦19¦28
ppmd_templates_BRII2.rvt | BRII2 - ELECTRICAL DESIGN | FALSE | Lighting¦LUX2 | Light_Level_LUX2 | TRUE | 172f1cff-58cc-41cd-b888-0e7a81d2bf40 | srJ0IoBhfmbM+DJ/eHYlqe7BQxTuqbY3U+vBjzcRcys= | C:\Temp\vw\test data\ppmd_templates_BRII2.rvt | 1100
ppmd_templates_BRII2.rvt | BRII2 - ELECTRICAL DESIGN | FALSE | Lighting¦Footcandles2 | Light_Level_FC2 | FALSE |  | srJ0IoBhfmbM+DJ/eHYlqe7BQxTuqbY3U+vBjzcRcys= | C:\Temp\vw\test data\ppmd_templates_BRII2.rvt | 102
ppmd_templates_BRII2.rvt | BRII2 - ELECTRICAL DESIGN | FALSE | Lighting¦Notes | Light_Notes | TRUE | a36245ac-ea57-45c2-bac5-bed4d04a4f78 | srJ0IoBhfmbM+DJ/eHYlqe7BQxTuqbY3U+vBjzcRcys= | C:\Temp\vw\test data\ppmd_templates_BRII2.rvt | B
ppmd_templates_BRII2.rvt | BRII2 - ELECTRICAL DESIGN | FALSE | Lighting¦Notes2 | Light_Notes2 | TRUE | 6d0b4891-ce4c-45f8-9560-387866098a10 | srJ0IoBhfmbM+DJ/eHYlqe7BQxTuqbY3U+vBjzcRcys= | C:\Temp\vw\test data\ppmd_templates_BRII2.rvt
ppmd_templates_BRII2.rvt | BRII2 - ELECTRICAL DESIGN | FALSE | Essential Power¦% Power | ES_Power% | TRUE | 7cbfe71a-865f-4cf4-b400-c67e3939439b | srJ0IoBhfmbM+DJ/eHYlqe7BQxTuqbY3U+vBjzcRcys= | C:\Temp\vw\test data\ppmd_templates_BRII2.rvt | RC
ppmd_templates_BRII2.rvt | BRII2 - ELECTRICAL DESIGN | FALSE | Essential Power¦% Light | ES_Light% | TRUE | af00a8bb-40cb-434a-a7e5-b4140f3c844f | srJ0IoBhfmbM+DJ/eHYlqe7BQxTuqbY3U+vBjzcRcys= | C:\Temp\vw\test data\ppmd_templates_BRII2.rvt | L¦LS¦L
ppmd_templates_BRII2.rvt | BRII2 - ELECTRICAL DESIGN | FALSE | Essential Power¦Notes | ES_Notes | TRUE | 0c3ae867-1060-40b5-bb68-261d16a167a0 | srJ0IoBhfmbM+DJ/eHYlqe7BQxTuqbY3U+vBjzcRcys= | C:\Temp\vw\test data\ppmd_templates_BRII2.rvt
ppmd_templates_BRII2.rvt | BRII2 - EQUIPMENT SCHEDULE | TRUE | JSN | JSN | TRUE | 8632cd76-2ab9-457d-8db7-39197de446a2 | srJ0IoBhfmbM+DJ/eHYlqe7BQxTuqbY3U+vBjzcRcys= | C:\Temp\vw\test data\ppmd_templates_BRII2.rvt | A1125¦A1205¦A5075¦A5080¦A5106¦A5180¦A6046¦C0025¦CT020¦E0945¦E0948¦F0315¦F0355¦F0400¦F2010¦F3050¦F3200¦M0512¦M0765¦M1801¦M3025¦M3070¦M3073¦M4100¦M4250¦M4255¦M4266¦M7007¦M7040¦M7845¦M7905¦M7910¦P3000¦P8705
ppmd_templates_BRII2.rvt | BRII2 - EQUIPMENT SCHEDULE | TRUE | Nomenclature | Nomenclature | TRUE | f004b755-1952-4a21-a1c1-98f41ef6a86c | srJ0IoBhfmbM+DJ/eHYlqe7BQxTuqbY3U+vBjzcRcys= | C:\Temp\vw\test data\ppmd_templates_BRII2.rvt | Headwall, Suspended System¦Lift System, Overhead, Patient Room w/Bath¦Dispenser, Soap, Disposable¦Dispenser, Paper Towel, SS, Surface Mounted¦Waste Disposal Unit, Sharps w/Glove Dispenser¦Track, Cubicle, Surface Mounted, With Curtain¦Artwork, Decorative, With Frame¦Cabinet, Wardrobe, 1 Door, 84x24x22¦Countertop, Solid Surface, Angled¦Mobile, Workstation¦Cart, General Storage, Mobile, 42"H x 32"W x 22"D¦Chair, Sleeper¦Footstool, Straight¦Cabinet, Bedside, Door, Drawer¦Basket, Wastepaper, Step-On¦Whiteboard, Dry Erase¦Clock, Battery, 12" Diameter¦Television, HDTV, Large Screen, 60"¦Regulator, Vacuum¦Computer, Microprocessing, w/Flat Panel Monitor¦Mattress, Pressure Reduction¦Hamper, Linen, Mobile, w/Lid¦Basket, Infectious Waste, Step-On¦Sphygmomanometer, Aneroid, Wall Mounted¦Pump, Syringe, Infusion¦Stand, IV, Adjustable¦Pump, Volumetric, Infusion, Multiple Line¦Bed, Patient, Electric, Special Care¦Table, Overbed¦Monitor, Physiological, Bedside, 4 Channel¦Oximeter, Pulse¦Thermometer, Electronic¦Lavatory, Vitreous China, Straight Back¦Dialysis Box, Recessed, Single Valve
ppmd_templates_BRII2.rvt | BRII2 - EQUIPMENT SCHEDULE | TRUE | Qty | Count | FALSE |  | srJ0IoBhfmbM+DJ/eHYlqe7BQxTuqbY3U+vBjzcRcys= | C:\Temp\vw\test data\ppmd_templates_BRII2.rvt | 1¦1¦1¦1¦1¦1¦1¦1¦1¦1¦1¦1¦1¦1¦1¦1¦1¦1¦3¦1¦1¦1¦1¦1¦2¦1¦1¦1¦1¦1¦1¦1¦1¦1
ppmd_templates_BRII2.rvt | BRII2 - EQUIPMENT SCHEDULE | TRUE | LF | CustomLength | TRUE | f338df87-67c7-40c3-b0e8-6ebb5a3fe5b8 | srJ0IoBhfmbM+DJ/eHYlqe7BQxTuqbY3U+vBjzcRcys= | C:\Temp\vw\test data\ppmd_templates_BRII2.rvt | 6' - 2"¦¦¦¦¦¦¦4' - 0"
ppmd_templates_BRII2.rvt | BRII2 - EQUIPMENT SCHEDULE | TRUE | Logistics¦AR | CAT_Army | TRUE | fa0e0053-bcc4-42e8-881f-6a4690f994c9 | srJ0IoBhfmbM+DJ/eHYlqe7BQxTuqbY3U+vBjzcRcys= | C:\Temp\vw\test data\ppmd_templates_BRII2.rvt | A¦A¦C¦A¦C¦A¦C¦A¦A¦C¦C¦C¦C¦A¦C¦A¦C¦C¦C¦C¦C¦C¦C¦C¦C¦C¦C¦C¦C¦C¦C¦C¦A¦A
ppmd_templates_BRII2.rvt | BRII2 - EQUIPMENT SCHEDULE | TRUE | Logistics¦NA | CAT_Navy | TRUE | 183e77a6-b75d-41a5-8f81-f6abfee236ec | srJ0IoBhfmbM+DJ/eHYlqe7BQxTuqbY3U+vBjzcRcys= | C:\Temp\vw\test data\ppmd_templates_BRII2.rvt | A¦A¦C¦A¦A¦A¦C¦A¦A¦C¦C¦C¦C¦A¦C¦A¦C¦C¦C¦C¦C¦C¦C¦C¦C¦C¦C¦C¦C¦C¦C¦C¦A¦A
ppmd_templates_BRII2.rvt | BRII2 - EQUIPMENT SCHEDULE | TRUE | Logistics¦AF | CAT_AF | TRUE | 053816d3-2f83-4e72-9b30-0a25ff75573f | srJ0IoBhfmbM+DJ/eHYlqe7BQxTuqbY3U+vBjzcRcys= | C:\Temp\vw\test data\ppmd_templates_BRII2.rvt | A¦A¦C¦A¦C¦A¦C¦A¦A¦C¦C¦C¦C¦A¦C¦A¦C¦C¦C¦C¦C¦C¦C¦C¦C¦C¦C¦C¦C¦C¦C¦C¦A¦A
ppmd_templates_BRII2.rvt | BRII2 - EQUIPMENT SCHEDULE | TRUE | Logistics¦VA | CAT_VA | TRUE | abab06e0-bc20-4958-a9a7-acf73c376614 | srJ0IoBhfmbM+DJ/eHYlqe7BQxTuqbY3U+vBjzcRcys= | C:\Temp\vw\test data\ppmd_templates_BRII2.rvt | A¦A¦C¦A¦C¦A¦C¦A¦A¦C¦C¦C¦C¦A¦C¦A¦C¦C¦C¦C¦C¦C¦C¦C¦C¦C¦C¦C¦C¦C¦C¦C¦A¦A
ppmd_templates_BRII2.rvt | BRII2 - EQUIPMENT SCHEDULE | TRUE | Utilities¦1 | UTIL_1_WaterDrain | TRUE | 594b780e-c62e-473b-9f66-4d3db2fa1b7f | srJ0IoBhfmbM+DJ/eHYlqe7BQxTuqbY3U+vBjzcRcys= | C:\Temp\vw\test data\ppmd_templates_BRII2.rvt | -¦-¦-¦-¦-¦-¦-¦-¦-¦-¦-¦-¦-¦-¦-¦-¦-¦-¦-¦-¦-¦-¦-¦-¦-¦-¦-¦-¦-¦-¦-¦-¦D¦B
ppmd_templates_BRII2.rvt | BRII2 - EQUIPMENT SCHEDULE | TRUE | Utilities¦2 | UTIL_2_Elec | TRUE | 28082216-138e-4a2f-9824-e96dbd7e3cd0 | srJ0IoBhfmbM+DJ/eHYlqe7BQxTuqbY3U+vBjzcRcys= | C:\Temp\vw\test data\ppmd_templates_BRII2.rvt | F¦F¦-¦-¦-¦-¦-¦-¦-¦-¦-¦-¦-¦-¦-¦-¦-¦A¦-¦A¦A¦-¦-¦-¦A¦-¦A¦A¦-¦A¦A¦-¦-¦-
ppmd_templates_BRII2.rvt | BRII2 - EQUIPMENT SCHEDULE | TRUE | Utilities¦3 | UTIL_3_MedGas | TRUE | 22af1ef2-54f0-4b6e-b40a-7064dfb8769c | srJ0IoBhfmbM+DJ/eHYlqe7BQxTuqbY3U+vBjzcRcys= | C:\Temp\vw\test data\ppmd_templates_BRII2.rvt | G¦-¦-¦-¦-¦-¦-¦-¦-¦-¦-¦-¦-¦-¦-¦-¦-¦-¦B¦-¦-¦-¦-¦-¦-¦-¦-¦-¦-¦-¦-¦-¦-¦-
ppmd_templates_BRII2.rvt | BRII2 - EQUIPMENT SCHEDULE | TRUE | Utilities¦4 | UTIL_4_MiscGas | TRUE | 745b8c3e-fd4a-4430-994a-d25826e1e484 | srJ0IoBhfmbM+DJ/eHYlqe7BQxTuqbY3U+vBjzcRcys= | C:\Temp\vw\test data\ppmd_templates_BRII2.rvt | -¦-¦-¦-¦-¦-¦-¦-¦-¦-¦-¦-¦-¦-¦-¦-¦-¦-¦-¦-¦-¦-¦-¦-¦-¦-¦-¦-¦-¦-¦-¦-¦-¦-
ppmd_templates_BRII2.rvt | BRII2 - EQUIPMENT SCHEDULE | TRUE | Utilities¦5 | UTIL_5_NonMedGas | TRUE | 323edf97-d058-44ef-a0fb-1836c80554d8 | srJ0IoBhfmbM+DJ/eHYlqe7BQxTuqbY3U+vBjzcRcys= | C:\Temp\vw\test data\ppmd_templates_BRII2.rvt | -¦-¦-¦-¦-¦-¦-¦-¦-¦-¦-¦-¦-¦-¦-¦-¦-¦-¦-¦-¦-¦-¦-¦-¦-¦-¦-¦-¦-¦-¦-¦-¦-¦-
ppmd_templates_BRII2.rvt | BRII2 - EQUIPMENT SCHEDULE | TRUE | Utilities¦6 | UTIL_6_Misc | TRUE | 38083e2d-8ba3-4868-9752-742b7a4a9586 | srJ0IoBhfmbM+DJ/eHYlqe7BQxTuqbY3U+vBjzcRcys= | C:\Temp\vw\test data\ppmd_templates_BRII2.rvt | J¦J¦-¦-¦-¦-¦-¦-¦-¦-¦-¦-¦-¦-¦-¦-¦-¦-¦-¦-¦-¦-¦-¦-¦-¦-¦-¦-¦-¦D¦-¦-¦-¦-
ppmd_templates_BRII2.rvt | BRII2 - INTERIOR DESIGN | FALSE | Floor Finish¦Preferred | Floor Finish | FALSE |  | srJ0IoBhfmbM+DJ/eHYlqe7BQxTuqbY3U+vBjzcRcys= | C:\Temp\vw\test data\ppmd_templates_BRII2.rvt | VT
ppmd_templates_BRII2.rvt | BRII2 - INTERIOR DESIGN | FALSE | Floor Finish¦Alternate | Floor Finish2 | TRUE | 4030719d-a272-441a-8bfa-d5eb510a1687 | srJ0IoBhfmbM+DJ/eHYlqe7BQxTuqbY3U+vBjzcRcys= | C:\Temp\vw\test data\ppmd_templates_BRII2.rvt | SV
ppmd_templates_BRII2.rvt | BRII2 - INTERIOR DESIGN | FALSE | Wall Finish¦Preferred | Wall Finish | FALSE |  | srJ0IoBhfmbM+DJ/eHYlqe7BQxTuqbY3U+vBjzcRcys= | C:\Temp\vw\test data\ppmd_templates_BRII2.rvt | GPT
ppmd_templates_BRII2.rvt | BRII2 - INTERIOR DESIGN | FALSE | Wall Finish¦Alternate | Wall Finish2 | TRUE | 5a49d499-57b3-4e1f-afc0-4c041c862be1 | srJ0IoBhfmbM+DJ/eHYlqe7BQxTuqbY3U+vBjzcRcys= | C:\Temp\vw\test data\ppmd_templates_BRII2.rvt | GLG
ppmd_templates_BRII2.rvt | BRII2 - INTERIOR DESIGN | FALSE | Ceiling Finish¦Preferred | Ceiling Finish | FALSE |  | srJ0IoBhfmbM+DJ/eHYlqe7BQxTuqbY3U+vBjzcRcys= | C:\Temp\vw\test data\ppmd_templates_BRII2.rvt | GPT
ppmd_templates_BRII2.rvt | BRII2 - INTERIOR DESIGN | FALSE | Ceiling Finish¦Alternate | Ceiling Finish2 | TRUE | acb31fd1-378b-4329-97b0-400ae39b5bc4 | srJ0IoBhfmbM+DJ/eHYlqe7BQxTuqbY3U+vBjzcRcys= | C:\Temp\vw\test data\ppmd_templates_BRII2.rvt | GLG
ppmd_templates_BRII2.rvt | BRII2 - INTERIOR DESIGN | FALSE | Room Height¦ft - in | Ceiling_Hgt_IP | TRUE | 9f14ca4f-2465-4385-a17c-7aa549f64c09 | srJ0IoBhfmbM+DJ/eHYlqe7BQxTuqbY3U+vBjzcRcys= | C:\Temp\vw\test data\ppmd_templates_BRII2.rvt | 8' - 6"
ppmd_templates_BRII2.rvt | BRII2 - INTERIOR DESIGN | FALSE | Room Noise¦Min NC | Noise_NC_MIN | TRUE | 8c49df6c-7d6b-49fd-9459-f57d0921d704 | srJ0IoBhfmbM+DJ/eHYlqe7BQxTuqbY3U+vBjzcRcys= | C:\Temp\vw\test data\ppmd_templates_BRII2.rvt | 25
ppmd_templates_BRII2.rvt | BRII2 - INTERIOR DESIGN | FALSE | Room Noise¦Max NC | Noise_NC_MAX | TRUE | 629b571a-1c14-443c-b8e8-1130b5edb513 | srJ0IoBhfmbM+DJ/eHYlqe7BQxTuqbY3U+vBjzcRcys= | C:\Temp\vw\test data\ppmd_templates_BRII2.rvt | 35
ppmd_templates_BRII2.rvt | BRII2 - INTERIOR DESIGN | FALSE | Room Noise¦SC | Noise_SC | TRUE | 44bf9cd1-070a-432c-87d9-26a3211cfe07 | srJ0IoBhfmbM+DJ/eHYlqe7BQxTuqbY3U+vBjzcRcys= | C:\Temp\vw\test data\ppmd_templates_BRII2.rvt | 40
ppmd_templates_BRII2.rvt | BRII2 - MECHANICAL DESIGN | FALSE | Air Balance | Air_Balance | TRUE | 587b3cf9-4450-4d95-b8ef-0e93665dbd91 | srJ0IoBhfmbM+DJ/eHYlqe7BQxTuqbY3U+vBjzcRcys= | C:\Temp\vw\test data\ppmd_templates_BRII2.rvt | ++
ppmd_templates_BRII2.rvt | BRII2 - MECHANICAL DESIGN | FALSE | Air Changes Total | Air_Changes_Total | TRUE | 3988d7f3-0f28-4410-866c-5bc65e1d842a | srJ0IoBhfmbM+DJ/eHYlqe7BQxTuqbY3U+vBjzcRcys= | C:\Temp\vw\test data\ppmd_templates_BRII2.rvt | 12
ppmd_templates_BRII2.rvt | BRII2 - MECHANICAL DESIGN | FALSE | Air Changes OA | Air_Changes_OA | TRUE | b7af949f-3b64-4f85-9391-d9f17dcaad1e | srJ0IoBhfmbM+DJ/eHYlqe7BQxTuqbY3U+vBjzcRcys= | C:\Temp\vw\test data\ppmd_templates_BRII2.rvt | 2
ppmd_templates_BRII2.rvt | BRII2 - MECHANICAL DESIGN | FALSE | 100% Exhaust Air | Exhaust_Air_100% | TRUE | 62b97784-583b-47d5-90a3-a90bbb961b6e | srJ0IoBhfmbM+DJ/eHYlqe7BQxTuqbY3U+vBjzcRcys= | C:\Temp\vw\test data\ppmd_templates_BRII2.rvt
ppmd_templates_BRII2.rvt | BRII2 - MECHANICAL DESIGN | FALSE | Summer Temp¦F | Temp_Summer_F | TRUE | 1cbf6964-bd0f-4852-b367-ef4828e2e2cc | srJ0IoBhfmbM+DJ/eHYlqe7BQxTuqbY3U+vBjzcRcys= | C:\Temp\vw\test data\ppmd_templates_BRII2.rvt | 75
ppmd_templates_BRII2.rvt | BRII2 - MECHANICAL DESIGN | FALSE | Summer Temp¦C | Temp_Summer_C | FALSE |  | srJ0IoBhfmbM+DJ/eHYlqe7BQxTuqbY3U+vBjzcRcys= | C:\Temp\vw\test data\ppmd_templates_BRII2.rvt | 24
ppmd_templates_BRII2.rvt | BRII2 - MECHANICAL DESIGN | FALSE | Summer Temp¦Note | Temp_Summer_Note | TRUE | 6248fa3c-bb43-4e1c-91bb-60e102e573b7 | srJ0IoBhfmbM+DJ/eHYlqe7BQxTuqbY3U+vBjzcRcys= | C:\Temp\vw\test data\ppmd_templates_BRII2.rvt
ppmd_templates_BRII2.rvt | BRII2 - MECHANICAL DESIGN | FALSE | Winter Temp¦F | Temp_Winter_F | TRUE | b4f9888f-41ad-47ef-a6af-145b3de732c9 | srJ0IoBhfmbM+DJ/eHYlqe7BQxTuqbY3U+vBjzcRcys= | C:\Temp\vw\test data\ppmd_templates_BRII2.rvt | 75
ppmd_templates_BRII2.rvt | BRII2 - MECHANICAL DESIGN | FALSE | Winter Temp¦C | Temp_Winter_C | FALSE |  | srJ0IoBhfmbM+DJ/eHYlqe7BQxTuqbY3U+vBjzcRcys= | C:\Temp\vw\test data\ppmd_templates_BRII2.rvt | 24
ppmd_templates_BRII2.rvt | BRII2 - MECHANICAL DESIGN | FALSE | Winter Temp¦Note | Temp_Winter_Note | TRUE | aacd83fc-f530-464e-b089-01667d3c52cd | srJ0IoBhfmbM+DJ/eHYlqe7BQxTuqbY3U+vBjzcRcys= | C:\Temp\vw\test data\ppmd_templates_BRII2.rvt
ppmd_templates_BRII2.rvt | BRII2 - MECHANICAL DESIGN | FALSE | Max Relative Humidity | Relative_Humidity | TRUE | 36ead6c1-4384-4a65-8654-06a60aef94cb | srJ0IoBhfmbM+DJ/eHYlqe7BQxTuqbY3U+vBjzcRcys= | C:\Temp\vw\test data\ppmd_templates_BRII2.rvt | Y
ppmd_templates_BRII2.rvt | BRII2 - MECHANICAL DESIGN | FALSE | Filtration¦Interm % | Filtration_Inter_% | TRUE | 4f03ad65-f905-419e-a0cf-8f58fe921fbc | srJ0IoBhfmbM+DJ/eHYlqe7BQxTuqbY3U+vBjzcRcys= | C:\Temp\vw\test data\ppmd_templates_BRII2.rvt | 14
ppmd_templates_BRII2.rvt | BRII2 - MECHANICAL DESIGN | FALSE | Filtration¦Final % | Filtration_Final_% | TRUE | cc736e5f-46f5-476a-8d0a-ceb32d8d4e5a | srJ0IoBhfmbM+DJ/eHYlqe7BQxTuqbY3U+vBjzcRcys= | C:\Temp\vw\test data\ppmd_templates_BRII2.rvt | 17
ppmd_templates_BRII2.rvt | BRII2 - MECHANICAL DESIGN | FALSE | Notes | Mech_Notes | TRUE | a32df790-0ab9-4c4a-b19c-511c2eef6d56 | srJ0IoBhfmbM+DJ/eHYlqe7BQxTuqbY3U+vBjzcRcys= | C:\Temp\vw\test data\ppmd_templates_BRII2.rvt | PQ
ppmd_templates_BRII2.rvt | BRII2 - MEDICAL GAS DESIGN | FALSE | MCA | MedGas_MCA | TRUE | 3b23ea7f-b9f1-4749-8a2b-eb6a4fab4cdc | srJ0IoBhfmbM+DJ/eHYlqe7BQxTuqbY3U+vBjzcRcys= | C:\Temp\vw\test data\ppmd_templates_BRII2.rvt | 1
ppmd_templates_BRII2.rvt | BRII2 - MEDICAL GAS DESIGN | FALSE | DCA | MedGas_DCA | TRUE | 20dc9c73-7465-4e8a-8300-4a8b5a46a91c | srJ0IoBhfmbM+DJ/eHYlqe7BQxTuqbY3U+vBjzcRcys= | C:\Temp\vw\test data\ppmd_templates_BRII2.rvt
ppmd_templates_BRII2.rvt | BRII2 - MEDICAL GAS DESIGN | FALSE | LA | MedGas_LA | TRUE | 99801083-d820-4c5f-ad07-ab168e1bbda0 | srJ0IoBhfmbM+DJ/eHYlqe7BQxTuqbY3U+vBjzcRcys= | C:\Temp\vw\test data\ppmd_templates_BRII2.rvt
ppmd_templates_BRII2.rvt | BRII2 - MEDICAL GAS DESIGN | FALSE | PA | MedGas_PA | TRUE | 55793ba6-1647-428e-86f6-5ce4153c7f2e | srJ0IoBhfmbM+DJ/eHYlqe7BQxTuqbY3U+vBjzcRcys= | C:\Temp\vw\test data\ppmd_templates_BRII2.rvt
ppmd_templates_BRII2.rvt | BRII2 - MEDICAL GAS DESIGN | FALSE | MV | MedGas_MV | TRUE | 0a0bec6d-9172-4a2c-9fb3-7616a08f677a | srJ0IoBhfmbM+DJ/eHYlqe7BQxTuqbY3U+vBjzcRcys= | C:\Temp\vw\test data\ppmd_templates_BRII2.rvt | 3
ppmd_templates_BRII2.rvt | BRII2 - MEDICAL GAS DESIGN | FALSE | DHV | MedGas_DHV | TRUE | 79779898-9917-494b-a027-0013b44e14f1 | srJ0IoBhfmbM+DJ/eHYlqe7BQxTuqbY3U+vBjzcRcys= | C:\Temp\vw\test data\ppmd_templates_BRII2.rvt
ppmd_templates_BRII2.rvt | BRII2 - MEDICAL GAS DESIGN | FALSE | DLV | MedGas_DLV | TRUE | bcdcef93-2e56-440a-a8f7-e9973eadba59 | srJ0IoBhfmbM+DJ/eHYlqe7BQxTuqbY3U+vBjzcRcys= | C:\Temp\vw\test data\ppmd_templates_BRII2.rvt
ppmd_templates_BRII2.rvt | BRII2 - MEDICAL GAS DESIGN | FALSE | LDE | MedGas_LDE | TRUE | cc6496eb-fa04-4455-81d4-1dfb1e6aaa52 | srJ0IoBhfmbM+DJ/eHYlqe7BQxTuqbY3U+vBjzcRcys= | C:\Temp\vw\test data\ppmd_templates_BRII2.rvt
ppmd_templates_BRII2.rvt | BRII2 - MEDICAL GAS DESIGN | FALSE | OX | MedGas_OX | TRUE | 59f6c2e0-639e-4476-adf0-a5c19b1199db | srJ0IoBhfmbM+DJ/eHYlqe7BQxTuqbY3U+vBjzcRcys= | C:\Temp\vw\test data\ppmd_templates_BRII2.rvt | 3
ppmd_templates_BRII2.rvt | BRII2 - MEDICAL GAS DESIGN | FALSE | NO | MedGas_NO | TRUE | 1f31b342-99ad-494b-90ce-f27b8fc04b75 | srJ0IoBhfmbM+DJ/eHYlqe7BQxTuqbY3U+vBjzcRcys= | C:\Temp\vw\test data\ppmd_templates_BRII2.rvt
ppmd_templates_BRII2.rvt | BRII2 - MEDICAL GAS DESIGN | FALSE | NI | MedGas_NI | TRUE | ea24567d-1f4e-45f9-907f-a79ef8b323b1 | srJ0IoBhfmbM+DJ/eHYlqe7BQxTuqbY3U+vBjzcRcys= | C:\Temp\vw\test data\ppmd_templates_BRII2.rvt
ppmd_templates_BRII2.rvt | BRII2 - MEDICAL GAS DESIGN | FALSE | WAGD | MedGas_WAGD | TRUE | 1aa3572e-5073-44b4-acb3-ff8739230b69 | srJ0IoBhfmbM+DJ/eHYlqe7BQxTuqbY3U+vBjzcRcys= | C:\Temp\vw\test data\ppmd_templates_BRII2.rvt
ppmd_templates_BRII2.rvt | BRII2 - MEDICAL GAS DESIGN | FALSE | Notes1 | MedGas_Notes | TRUE | 69d1283f-21ef-46f3-9ebb-e36d00ef4da3 | srJ0IoBhfmbM+DJ/eHYlqe7BQxTuqbY3U+vBjzcRcys= | C:\Temp\vw\test data\ppmd_templates_BRII2.rvt
ppmd_templates_BRII2.rvt | BRII2 - MEDICAL GAS DESIGN | FALSE | Notes2 | MedGas_Notes2 | TRUE | 867f4341-094b-4cc7-b128-8c28392e09cd | srJ0IoBhfmbM+DJ/eHYlqe7BQxTuqbY3U+vBjzcRcys= | C:\Temp\vw\test data\ppmd_templates_BRII2.rvt
ppmd_templates_BRII2.rvt | BRII2 - STRUCTURAL DESIGN | FALSE | Structural Load¦psf | Str_FloorLoad_psf | TRUE | 654b90c9-d71e-4bcd-9f27-a1532becca95 | srJ0IoBhfmbM+DJ/eHYlqe7BQxTuqbY3U+vBjzcRcys= | C:\Temp\vw\test data\ppmd_templates_BRII2.rvt | 60
ppmd_templates_BRII2.rvt | BRII2 - STRUCTURAL DESIGN | FALSE | Structural Load¦kPA | Str_FloorLoad_kPA | FALSE |  | srJ0IoBhfmbM+DJ/eHYlqe7BQxTuqbY3U+vBjzcRcys= | C:\Temp\vw\test data\ppmd_templates_BRII2.rvt | 3
ppmd_templates_BRII2.rvt | BRII2 - STRUCTURAL DESIGN | FALSE | Notes | Str_Notes | TRUE | 509b36e6-cf53-4158-b357-61e3cedd6faa | srJ0IoBhfmbM+DJ/eHYlqe7BQxTuqbY3U+vBjzcRcys= | C:\Temp\vw\test data\ppmd_templates_BRII2.rvt
ppmd_templates_BRII2.rvt | TLTS2 - EQUIPMENT SCHEDULE | TRUE | JSN | JSN | TRUE | 8632cd76-2ab9-457d-8db7-39197de446a2 | srJ0IoBhfmbM+DJ/eHYlqe7BQxTuqbY3U+vBjzcRcys= | C:\Temp\vw\test data\ppmd_templates_BRII2.rvt | A1066¦A5030¦A5045¦A5075¦A5080¦A5090¦A5109¦A5110¦A5145¦A5175¦A5200¦A5205¦F2010¦P1150¦P3100¦P5040¦P9050
ppmd_templates_BRII2.rvt | TLTS2 - EQUIPMENT SCHEDULE | TRUE | Nomenclature | Nomenclature | TRUE | f004b755-1952-4a21-a1c1-98f41ef6a86c | srJ0IoBhfmbM+DJ/eHYlqe7BQxTuqbY3U+vBjzcRcys= | C:\Temp\vw\test data\ppmd_templates_BRII2.rvt | Mirror, Float Glass, With SS Frame¦Bench, Stall, Shower, Built In¦Hair Dryer, Wall Mounted, Inpatient¦Dispenser, Soap, Disposable¦Dispenser, Paper Towel, SS, Surface Mounted¦Disposal, Sanitary Napkin, SS, Surface Mounted¦Grab Bar, 1-1/4" Dia., SS, 2 Wall, W/C Accessible¦Grab Bar, 1-1/4" Dia., SS, 2 Wall, Shower Use¦Hook, Garment, Double, SS, Surface Mounted¦Soap Dish, With Bar, SS, Recessed¦Dispenser, Toilet Tissue, SS, 2-Roll, Surface Mntd¦Bar, Towel, 1" Diameter, SS, Surface Mounted¦Basket, Wastepaper, Step-On¦Valve, Rinse, Bedpan, With Disinfectant Injector¦Lavatory, Vitreous China, Slab Type¦Shower, Single, Hand-Held¦Toilet, Wall Hung, Siphon Jet
ppmd_templates_BRII2.rvt | TLTS2 - EQUIPMENT SCHEDULE | TRUE | Qty | Count | FALSE |  | srJ0IoBhfmbM+DJ/eHYlqe7BQxTuqbY3U+vBjzcRcys= | C:\Temp\vw\test data\ppmd_templates_BRII2.rvt | 1¦1¦1¦1¦1¦1¦3¦2¦1¦1¦1¦1¦1¦1¦1¦1¦1
ppmd_templates_BRII2.rvt | TLTS2 - EQUIPMENT SCHEDULE | TRUE | LF | CustomLength | TRUE | f338df87-67c7-40c3-b0e8-6ebb5a3fe5b8 | srJ0IoBhfmbM+DJ/eHYlqe7BQxTuqbY3U+vBjzcRcys= | C:\Temp\vw\test data\ppmd_templates_BRII2.rvt
ppmd_templates_BRII2.rvt | TLTS2 - EQUIPMENT SCHEDULE | TRUE | Logistics¦AR | CAT_Army | TRUE | fa0e0053-bcc4-42e8-881f-6a4690f994c9 | srJ0IoBhfmbM+DJ/eHYlqe7BQxTuqbY3U+vBjzcRcys= | C:\Temp\vw\test data\ppmd_templates_BRII2.rvt | A¦A¦C¦C¦A¦A¦A¦A¦A¦A¦A¦A¦C¦A¦A¦A¦A
ppmd_templates_BRII2.rvt | TLTS2 - EQUIPMENT SCHEDULE | TRUE | Logistics¦NA | CAT_Navy | TRUE | 183e77a6-b75d-41a5-8f81-f6abfee236ec | srJ0IoBhfmbM+DJ/eHYlqe7BQxTuqbY3U+vBjzcRcys= | C:\Temp\vw\test data\ppmd_templates_BRII2.rvt | A¦A¦C¦C¦A¦A¦A¦A¦A¦A¦A¦A¦C¦A¦A¦A¦A
ppmd_templates_BRII2.rvt | TLTS2 - EQUIPMENT SCHEDULE | TRUE | Logistics¦AF | CAT_AF | TRUE | 053816d3-2f83-4e72-9b30-0a25ff75573f | srJ0IoBhfmbM+DJ/eHYlqe7BQxTuqbY3U+vBjzcRcys= | C:\Temp\vw\test data\ppmd_templates_BRII2.rvt | A¦A¦C¦C¦A¦A¦A¦A¦A¦A¦A¦A¦C¦A¦A¦A¦A
ppmd_templates_BRII2.rvt | TLTS2 - EQUIPMENT SCHEDULE | TRUE | Logistics¦VA | CAT_VA | TRUE | abab06e0-bc20-4958-a9a7-acf73c376614 | srJ0IoBhfmbM+DJ/eHYlqe7BQxTuqbY3U+vBjzcRcys= | C:\Temp\vw\test data\ppmd_templates_BRII2.rvt | A¦A¦C¦C¦A¦A¦A¦A¦A¦A¦A¦A¦C¦A¦A¦A¦A
ppmd_templates_BRII2.rvt | TLTS2 - EQUIPMENT SCHEDULE | TRUE | Utilities¦1 | UTIL_1_WaterDrain | TRUE | 594b780e-c62e-473b-9f66-4d3db2fa1b7f | srJ0IoBhfmbM+DJ/eHYlqe7BQxTuqbY3U+vBjzcRcys= | C:\Temp\vw\test data\ppmd_templates_BRII2.rvt | -¦-¦-¦-¦-¦-¦-¦-¦-¦-¦-¦-¦-¦J¦D¦D¦B
ppmd_templates_BRII2.rvt | TLTS2 - EQUIPMENT SCHEDULE | TRUE | Utilities¦2 | UTIL_2_Elec | TRUE | 28082216-138e-4a2f-9824-e96dbd7e3cd0 | srJ0IoBhfmbM+DJ/eHYlqe7BQxTuqbY3U+vBjzcRcys= | C:\Temp\vw\test data\ppmd_templates_BRII2.rvt | -¦-¦-¦-¦-¦-¦-¦-¦-¦-¦-¦-¦-¦-¦-¦-¦-
ppmd_templates_BRII2.rvt | TLTS2 - EQUIPMENT SCHEDULE | TRUE | Utilities¦3 | UTIL_3_MedGas | TRUE | 22af1ef2-54f0-4b6e-b40a-7064dfb8769c | srJ0IoBhfmbM+DJ/eHYlqe7BQxTuqbY3U+vBjzcRcys= | C:\Temp\vw\test data\ppmd_templates_BRII2.rvt | -¦-¦-¦-¦-¦-¦-¦-¦-¦-¦-¦-¦-¦-¦-¦-¦-
ppmd_templates_BRII2.rvt | TLTS2 - EQUIPMENT SCHEDULE | TRUE | Utilities¦4 | UTIL_4_MiscGas | TRUE | 745b8c3e-fd4a-4430-994a-d25826e1e484 | srJ0IoBhfmbM+DJ/eHYlqe7BQxTuqbY3U+vBjzcRcys= | C:\Temp\vw\test data\ppmd_templates_BRII2.rvt | -¦-¦-¦-¦-¦-¦-¦-¦-¦-¦-¦-¦-¦-¦-¦-¦-
ppmd_templates_BRII2.rvt | TLTS2 - EQUIPMENT SCHEDULE | TRUE | Utilities¦5 | UTIL_5_NonMedGas | TRUE | 323edf97-d058-44ef-a0fb-1836c80554d8 | srJ0IoBhfmbM+DJ/eHYlqe7BQxTuqbY3U+vBjzcRcys= | C:\Temp\vw\test data\ppmd_templates_BRII2.rvt | -¦-¦-¦-¦-¦-¦-¦-¦-¦-¦-¦-¦-¦-¦-¦-¦-
ppmd_templates_BRII2.rvt | TLTS2 - EQUIPMENT SCHEDULE | TRUE | Utilities¦6 | UTIL_6_Misc | TRUE | 38083e2d-8ba3-4868-9752-742b7a4a9586 | srJ0IoBhfmbM+DJ/eHYlqe7BQxTuqbY3U+vBjzcRcys= | C:\Temp\vw\test data\ppmd_templates_BRII2.rvt | -¦-¦-¦-¦-¦-¦-¦-¦-¦-¦-¦-¦-¦-¦-¦-¦-
ppmd_templates_BRII2.rvt | TLTS2 - INTERIOR DESIGN | FALSE | Floor Finish¦Preferred | Floor Finish | FALSE |  | srJ0IoBhfmbM+DJ/eHYlqe7BQxTuqbY3U+vBjzcRcys= | C:\Temp\vw\test data\ppmd_templates_BRII2.rvt | CT
ppmd_templates_BRII2.rvt | TLTS2 - INTERIOR DESIGN | FALSE | Floor Finish¦Alternate | Floor Finish2 | TRUE | 4030719d-a272-441a-8bfa-d5eb510a1687 | srJ0IoBhfmbM+DJ/eHYlqe7BQxTuqbY3U+vBjzcRcys= | C:\Temp\vw\test data\ppmd_templates_BRII2.rvt | SV
ppmd_templates_BRII2.rvt | TLTS2 - INTERIOR DESIGN | FALSE | Wall Finish¦Preferred | Wall Finish | FALSE |  | srJ0IoBhfmbM+DJ/eHYlqe7BQxTuqbY3U+vBjzcRcys= | C:\Temp\vw\test data\ppmd_templates_BRII2.rvt | CT
ppmd_templates_BRII2.rvt | TLTS2 - INTERIOR DESIGN | FALSE | Wall Finish¦Alternate | Wall Finish2 | TRUE | 5a49d499-57b3-4e1f-afc0-4c041c862be1 | srJ0IoBhfmbM+DJ/eHYlqe7BQxTuqbY3U+vBjzcRcys= | C:\Temp\vw\test data\ppmd_templates_BRII2.rvt | GLG
ppmd_templates_BRII2.rvt | TLTS2 - INTERIOR DESIGN | FALSE | Ceiling Finish¦Preferred | Ceiling Finish | FALSE |  | srJ0IoBhfmbM+DJ/eHYlqe7BQxTuqbY3U+vBjzcRcys= | C:\Temp\vw\test data\ppmd_templates_BRII2.rvt | GLG
ppmd_templates_BRII2.rvt | TLTS2 - INTERIOR DESIGN | FALSE | Ceiling Finish¦Alternate | Ceiling Finish2 | TRUE | acb31fd1-378b-4329-97b0-400ae39b5bc4 | srJ0IoBhfmbM+DJ/eHYlqe7BQxTuqbY3U+vBjzcRcys= | C:\Temp\vw\test data\ppmd_templates_BRII2.rvt | GPT
ppmd_templates_BRII2.rvt | TLTS2 - INTERIOR DESIGN | FALSE | Room Height¦ft - in | Ceiling_Hgt_IP | TRUE | 9f14ca4f-2465-4385-a17c-7aa549f64c09 | srJ0IoBhfmbM+DJ/eHYlqe7BQxTuqbY3U+vBjzcRcys= | C:\Temp\vw\test data\ppmd_templates_BRII2.rvt | 8' - 0"
ppmd_templates_BRII2.rvt | TLTS2 - INTERIOR DESIGN | FALSE | Room Noise¦Min NC | Noise_NC_MIN | TRUE | 8c49df6c-7d6b-49fd-9459-f57d0921d704 | srJ0IoBhfmbM+DJ/eHYlqe7BQxTuqbY3U+vBjzcRcys= | C:\Temp\vw\test data\ppmd_templates_BRII2.rvt | 35
ppmd_templates_BRII2.rvt | TLTS2 - INTERIOR DESIGN | FALSE | Room Noise¦Max NC | Noise_NC_MAX | TRUE | 629b571a-1c14-443c-b8e8-1130b5edb513 | srJ0IoBhfmbM+DJ/eHYlqe7BQxTuqbY3U+vBjzcRcys= | C:\Temp\vw\test data\ppmd_templates_BRII2.rvt | 40
ppmd_templates_BRII2.rvt | TLTS2 - INTERIOR DESIGN | FALSE | Room Noise¦SC | Noise_SC | TRUE | 44bf9cd1-070a-432c-87d9-26a3211cfe07 | srJ0IoBhfmbM+DJ/eHYlqe7BQxTuqbY3U+vBjzcRcys= | C:\Temp\vw\test data\ppmd_templates_BRII2.rvt | 40
ppmd_templates_BRMS1.rvt | BRMS1 - DATA/TELEPHONE EQUIPMENT | FALSE | JSN | JSN | TRUE | 8632cd76-2ab9-457d-8db7-39197de446a2 | D2ZGosaU+XaPvmg6Atcwu7lgKXqsSwfsaQVOIOrGJ60= | C:\Temp\vw\test data\ppmd_templates_BRMS1.rvt | A1010
ppmd_templates_BRMS1.rvt | BRMS1 - DATA/TELEPHONE EQUIPMENT | FALSE | Nomenclature | Nomenclature | TRUE | f004b755-1952-4a21-a1c1-98f41ef6a86c | D2ZGosaU+XaPvmg6Atcwu7lgKXqsSwfsaQVOIOrGJ60= | C:\Temp\vw\test data\ppmd_templates_BRMS1.rvt | Telecommunication Outlet
ppmd_templates_BRMS1.rvt | BRMS1 - DATA/TELEPHONE EQUIPMENT | FALSE | Qty | Count | FALSE |  | D2ZGosaU+XaPvmg6Atcwu7lgKXqsSwfsaQVOIOrGJ60= | C:\Temp\vw\test data\ppmd_templates_BRMS1.rvt | 1
ppmd_templates_BRMS1.rvt | BRMS1 - DATA/TELEPHONE EQUIPMENT | FALSE | Logistics¦AR | CAT_Army | TRUE | fa0e0053-bcc4-42e8-881f-6a4690f994c9 | D2ZGosaU+XaPvmg6Atcwu7lgKXqsSwfsaQVOIOrGJ60= | C:\Temp\vw\test data\ppmd_templates_BRMS1.rvt | A
ppmd_templates_BRMS1.rvt | BRMS1 - DATA/TELEPHONE EQUIPMENT | FALSE | Logistics¦NA | CAT_Navy | TRUE | 183e77a6-b75d-41a5-8f81-f6abfee236ec | D2ZGosaU+XaPvmg6Atcwu7lgKXqsSwfsaQVOIOrGJ60= | C:\Temp\vw\test data\ppmd_templates_BRMS1.rvt | A
ppmd_templates_BRMS1.rvt | BRMS1 - DATA/TELEPHONE EQUIPMENT | FALSE | Logistics¦AF | CAT_AF | TRUE | 053816d3-2f83-4e72-9b30-0a25ff75573f | D2ZGosaU+XaPvmg6Atcwu7lgKXqsSwfsaQVOIOrGJ60= | C:\Temp\vw\test data\ppmd_templates_BRMS1.rvt | A
ppmd_templates_BRMS1.rvt | BRMS1 - DATA/TELEPHONE EQUIPMENT | FALSE | Logistics¦VA | CAT_VA | TRUE | abab06e0-bc20-4958-a9a7-acf73c376614 | D2ZGosaU+XaPvmg6Atcwu7lgKXqsSwfsaQVOIOrGJ60= | C:\Temp\vw\test data\ppmd_templates_BRMS1.rvt | A
ppmd_templates_BRMS1.rvt | BRMS1 - ELECTRICAL DESIGN | FALSE | Lighting¦LUX1 | Light_Level_LUX | TRUE | fc853981-f613-4f05-81bd-e48fb947424b | D2ZGosaU+XaPvmg6Atcwu7lgKXqsSwfsaQVOIOrGJ60= | C:\Temp\vw\test data\ppmd_templates_BRMS1.rvt
ppmd_templates_BRMS1.rvt | BRMS1 - ELECTRICAL DESIGN | FALSE | Lighting¦Footcandles1 | Light_Level_FC | FALSE |  | D2ZGosaU+XaPvmg6Atcwu7lgKXqsSwfsaQVOIOrGJ60= | C:\Temp\vw\test data\ppmd_templates_BRMS1.rvt
ppmd_templates_BRMS1.rvt | BRMS1 - ELECTRICAL DESIGN | FALSE | Lighting¦LUX2 | Light_Level_LUX2 | TRUE | 172f1cff-58cc-41cd-b888-0e7a81d2bf40 | D2ZGosaU+XaPvmg6Atcwu7lgKXqsSwfsaQVOIOrGJ60= | C:\Temp\vw\test data\ppmd_templates_BRMS1.rvt
ppmd_templates_BRMS1.rvt | BRMS1 - ELECTRICAL DESIGN | FALSE | Lighting¦Footcandles2 | Light_Level_FC2 | FALSE |  | D2ZGosaU+XaPvmg6Atcwu7lgKXqsSwfsaQVOIOrGJ60= | C:\Temp\vw\test data\ppmd_templates_BRMS1.rvt
ppmd_templates_BRMS1.rvt | BRMS1 - ELECTRICAL DESIGN | FALSE | Lighting¦Notes | Light_Notes | TRUE | a36245ac-ea57-45c2-bac5-bed4d04a4f78 | D2ZGosaU+XaPvmg6Atcwu7lgKXqsSwfsaQVOIOrGJ60= | C:\Temp\vw\test data\ppmd_templates_BRMS1.rvt
ppmd_templates_BRMS1.rvt | BRMS1 - ELECTRICAL DESIGN | FALSE | Lighting¦Notes2 | Light_Notes2 | TRUE | 6d0b4891-ce4c-45f8-9560-387866098a10 | D2ZGosaU+XaPvmg6Atcwu7lgKXqsSwfsaQVOIOrGJ60= | C:\Temp\vw\test data\ppmd_templates_BRMS1.rvt
ppmd_templates_BRMS1.rvt | BRMS1 - ELECTRICAL DESIGN | FALSE | Essential Power¦% Power | ES_Power% | TRUE | 7cbfe71a-865f-4cf4-b400-c67e3939439b | D2ZGosaU+XaPvmg6Atcwu7lgKXqsSwfsaQVOIOrGJ60= | C:\Temp\vw\test data\ppmd_templates_BRMS1.rvt
ppmd_templates_BRMS1.rvt | BRMS1 - ELECTRICAL DESIGN | FALSE | Essential Power¦% Light | ES_Light% | TRUE | af00a8bb-40cb-434a-a7e5-b4140f3c844f | D2ZGosaU+XaPvmg6Atcwu7lgKXqsSwfsaQVOIOrGJ60= | C:\Temp\vw\test data\ppmd_templates_BRMS1.rvt
ppmd_templates_BRMS1.rvt | BRMS1 - ELECTRICAL DESIGN | FALSE | Essential Power¦Notes | ES_Notes | TRUE | 0c3ae867-1060-40b5-bb68-261d16a167a0 | D2ZGosaU+XaPvmg6Atcwu7lgKXqsSwfsaQVOIOrGJ60= | C:\Temp\vw\test data\ppmd_templates_BRMS1.rvt
ppmd_templates_BRMS1.rvt | BRMS1 - EQUIPMENT SCHEDULE | TRUE | JSN | JSN | TRUE | 8632cd76-2ab9-457d-8db7-39197de446a2 | D2ZGosaU+XaPvmg6Atcwu7lgKXqsSwfsaQVOIOrGJ60= | C:\Temp\vw\test data\ppmd_templates_BRMS1.rvt | A1066¦A1110¦A1205¦A5075¦A5077¦A5080¦A5106¦A5145¦A5180¦A6046¦E0818¦E0945¦F0205¦F0315¦F0355¦F0400¦F2010¦F3200¦M0512¦M0750¦M0755¦M0765¦M1801¦M3025¦M3070¦M3073¦M4255¦M4266¦M7007¦M7040¦M7845¦P3100¦P8705
ppmd_templates_BRMS1.rvt | BRMS1 - EQUIPMENT SCHEDULE | TRUE | Nomenclature | Nomenclature | TRUE | f004b755-1952-4a21-a1c1-98f41ef6a86c | D2ZGosaU+XaPvmg6Atcwu7lgKXqsSwfsaQVOIOrGJ60= | C:\Temp\vw\test data\ppmd_templates_BRMS1.rvt | Mirror, Float Glass, With SS Frame¦Headwall, Prefabricated, General, 1-2 bed¦Lift System, Overhead, Patient Room w/Bath¦Dispenser, Soap, Disposable¦Dispenser, Hand Sanitzer, Hands free¦Dispenser, Paper Towel, SS, Surface Mounted¦Waste Disposal Unit, Sharps w/Glove Dispenser¦Hook, Garment, Double, SS, Surface Mounted¦Track, Cubicle, Surface Mounted, With Curtain¦Artwork, Decorative, With Frame¦Module, Wardrobe, Family Zone, Inpatient Bedroom¦Mobile, Workstation¦Chair, Side With Arms¦Chair, Sleeper¦Footstool, Straight¦Cabinet, Bedside, Door, Drawer¦Basket, Wastepaper, Step-On¦Clock, Battery, 12" Diameter¦Television, HDTV, Large Screen, 60"¦Flowmeter, Air, Connect w/50 PSI Supply¦Flowmeter, Oxygen, Low Flow¦Regulator, Vacuum¦Computer, Microprocessing, w/Flat Panel Monitor¦Mattress, Pressure Reduction¦Hamper, Linen, Mobile, w/Lid¦Basket, Infectious Waste, Step-On¦Stand, IV, Adjustable¦Pump, Volumetric, Infusion, Multiple Line¦Bed, Patient, Electric, Special Care¦Table, Overbed¦Monitor, Physiological, Bedside, 4 Channel¦Lavatory, Vitreous China, Slab Type¦Dialysis Box, Recessed, Single Valve
ppmd_templates_BRMS1.rvt | BRMS1 - EQUIPMENT SCHEDULE | TRUE | Qty | Count | FALSE |  | D2ZGosaU+XaPvmg6Atcwu7lgKXqsSwfsaQVOIOrGJ60= | C:\Temp\vw\test data\ppmd_templates_BRMS1.rvt | 1¦1¦1¦1¦1¦1¦1¦1¦1¦1¦1¦1¦1¦1¦1¦1¦1¦1¦1¦2¦2¦2¦1¦1¦1¦1¦1¦1¦1¦1¦1¦1¦1
ppmd_templates_BRMS1.rvt | BRMS1 - EQUIPMENT SCHEDULE | TRUE | LF | Comments | FALSE |  | D2ZGosaU+XaPvmg6Atcwu7lgKXqsSwfsaQVOIOrGJ60= | C:\Temp\vw\test data\ppmd_templates_BRMS1.rvt | 9'-0"
ppmd_templates_BRMS1.rvt | BRMS1 - EQUIPMENT SCHEDULE | TRUE | Logistics¦AR | CAT_Army | TRUE | fa0e0053-bcc4-42e8-881f-6a4690f994c9 | D2ZGosaU+XaPvmg6Atcwu7lgKXqsSwfsaQVOIOrGJ60= | C:\Temp\vw\test data\ppmd_templates_BRMS1.rvt | A¦A¦A¦C¦C¦A¦C¦A¦A¦C¦F¦C¦C¦C¦C¦A¦C¦C¦C¦C¦C¦C¦C¦C¦C¦C¦C¦C¦C¦C¦C¦A¦A
ppmd_templates_BRMS1.rvt | BRMS1 - EQUIPMENT SCHEDULE | TRUE | Logistics¦NA | CAT_Navy | TRUE | 183e77a6-b75d-41a5-8f81-f6abfee236ec | D2ZGosaU+XaPvmg6Atcwu7lgKXqsSwfsaQVOIOrGJ60= | C:\Temp\vw\test data\ppmd_templates_BRMS1.rvt | A¦A¦A¦C¦C¦A¦A¦A¦A¦C¦F¦C¦C¦C¦C¦A¦C¦C¦C¦C¦C¦C¦C¦C¦C¦C¦C¦C¦C¦C¦C¦A¦A
ppmd_templates_BRMS1.rvt | BRMS1 - EQUIPMENT SCHEDULE | TRUE | Logistics¦AF | CAT_AF | TRUE | 053816d3-2f83-4e72-9b30-0a25ff75573f | D2ZGosaU+XaPvmg6Atcwu7lgKXqsSwfsaQVOIOrGJ60= | C:\Temp\vw\test data\ppmd_templates_BRMS1.rvt | A¦A¦A¦C¦C¦A¦C¦A¦A¦C¦F¦C¦C¦C¦C¦A¦C¦C¦C¦C¦C¦C¦C¦C¦C¦C¦C¦C¦C¦C¦C¦A¦A
ppmd_templates_BRMS1.rvt | BRMS1 - EQUIPMENT SCHEDULE | TRUE | Logistics¦VA | CAT_VA | TRUE | abab06e0-bc20-4958-a9a7-acf73c376614 | D2ZGosaU+XaPvmg6Atcwu7lgKXqsSwfsaQVOIOrGJ60= | C:\Temp\vw\test data\ppmd_templates_BRMS1.rvt | A¦A¦A¦C¦C¦A¦C¦A¦A¦C¦F¦C¦C¦C¦C¦A¦C¦C¦C¦C¦C¦C¦C¦C¦C¦C¦C¦C¦C¦C¦C¦A¦A
ppmd_templates_BRMS1.rvt | BRMS1 - EQUIPMENT SCHEDULE | TRUE | Utilities¦1 | UTIL_1_WaterDrain | TRUE | 594b780e-c62e-473b-9f66-4d3db2fa1b7f | D2ZGosaU+XaPvmg6Atcwu7lgKXqsSwfsaQVOIOrGJ60= | C:\Temp\vw\test data\ppmd_templates_BRMS1.rvt | -¦-¦-¦-¦-¦-¦-¦-¦-¦-¦-¦-¦-¦-¦-¦-¦-¦-¦-¦-¦-¦-¦-¦-¦-¦-¦-¦-¦-¦-¦-¦D¦B
ppmd_templates_BRMS1.rvt | BRMS1 - EQUIPMENT SCHEDULE | TRUE | Utilities¦2 | UTIL_2_Elec | TRUE | 28082216-138e-4a2f-9824-e96dbd7e3cd0 | D2ZGosaU+XaPvmg6Atcwu7lgKXqsSwfsaQVOIOrGJ60= | C:\Temp\vw\test data\ppmd_templates_BRMS1.rvt | -¦F¦F¦-¦-¦-¦-¦-¦-¦-¦-¦-¦-¦-¦-¦-¦-¦-¦A¦-¦-¦-¦A¦A¦-¦-¦-¦A¦A¦-¦A¦-¦-
ppmd_templates_BRMS1.rvt | BRMS1 - EQUIPMENT SCHEDULE | TRUE | Utilities¦3 | UTIL_3_MedGas | TRUE | 22af1ef2-54f0-4b6e-b40a-7064dfb8769c | D2ZGosaU+XaPvmg6Atcwu7lgKXqsSwfsaQVOIOrGJ60= | C:\Temp\vw\test data\ppmd_templates_BRMS1.rvt | -¦G¦-¦-¦-¦-¦-¦-¦-¦-¦-¦-¦-¦-¦-¦-¦-¦-¦-¦K¦A¦B¦-¦-¦-¦-¦-¦-¦-¦-¦-¦-¦-
ppmd_templates_BRMS1.rvt | BRMS1 - EQUIPMENT SCHEDULE | TRUE | Utilities¦4 | UTIL_4_MiscGas | TRUE | 745b8c3e-fd4a-4430-994a-d25826e1e484 | D2ZGosaU+XaPvmg6Atcwu7lgKXqsSwfsaQVOIOrGJ60= | C:\Temp\vw\test data\ppmd_templates_BRMS1.rvt | -¦-¦-¦-¦-¦-¦-¦-¦-¦-¦-¦-¦-¦-¦-¦-¦-¦-¦-¦-¦-¦-¦-¦-¦-¦-¦-¦-¦-¦-¦-¦-¦-
ppmd_templates_BRMS1.rvt | BRMS1 - EQUIPMENT SCHEDULE | TRUE | Utilities¦5 | UTIL_5_NonMedGas | TRUE | 323edf97-d058-44ef-a0fb-1836c80554d8 | D2ZGosaU+XaPvmg6Atcwu7lgKXqsSwfsaQVOIOrGJ60= | C:\Temp\vw\test data\ppmd_templates_BRMS1.rvt | -¦-¦-¦-¦-¦-¦-¦-¦-¦-¦-¦-¦-¦-¦-¦-¦-¦-¦-¦-¦-¦-¦-¦-¦-¦-¦-¦-¦-¦-¦-¦-¦-
ppmd_templates_BRMS1.rvt | BRMS1 - EQUIPMENT SCHEDULE | TRUE | Utilities¦6 | UTIL_6_Misc | TRUE | 38083e2d-8ba3-4868-9752-742b7a4a9586 | D2ZGosaU+XaPvmg6Atcwu7lgKXqsSwfsaQVOIOrGJ60= | C:\Temp\vw\test data\ppmd_templates_BRMS1.rvt | -¦-¦J¦-¦-¦-¦-¦-¦-¦-¦-¦-¦-¦-¦-¦-¦-¦-¦-¦-¦-¦-¦-¦-¦-¦-¦-¦-¦-¦-¦D¦-¦-
ppmd_templates_BRMS1.rvt | BRMS1 - INTERIOR DESIGN | FALSE | Floor Finish¦Preferred | Floor Finish | FALSE |  | D2ZGosaU+XaPvmg6Atcwu7lgKXqsSwfsaQVOIOrGJ60= | C:\Temp\vw\test data\ppmd_templates_BRMS1.rvt
ppmd_templates_BRMS1.rvt | BRMS1 - INTERIOR DESIGN | FALSE | Floor Finish¦Alternate | Floor Finish2 | TRUE | 4030719d-a272-441a-8bfa-d5eb510a1687 | D2ZGosaU+XaPvmg6Atcwu7lgKXqsSwfsaQVOIOrGJ60= | C:\Temp\vw\test data\ppmd_templates_BRMS1.rvt
ppmd_templates_BRMS1.rvt | BRMS1 - INTERIOR DESIGN | FALSE | Wall Finish¦Preferred | Wall Finish | FALSE |  | D2ZGosaU+XaPvmg6Atcwu7lgKXqsSwfsaQVOIOrGJ60= | C:\Temp\vw\test data\ppmd_templates_BRMS1.rvt
ppmd_templates_BRMS1.rvt | BRMS1 - INTERIOR DESIGN | FALSE | Wall Finish¦Alternate | Wall Finish2 | TRUE | 5a49d499-57b3-4e1f-afc0-4c041c862be1 | D2ZGosaU+XaPvmg6Atcwu7lgKXqsSwfsaQVOIOrGJ60= | C:\Temp\vw\test data\ppmd_templates_BRMS1.rvt
ppmd_templates_BRMS1.rvt | BRMS1 - INTERIOR DESIGN | FALSE | Ceiling Finish¦Preferred | Ceiling Finish | FALSE |  | D2ZGosaU+XaPvmg6Atcwu7lgKXqsSwfsaQVOIOrGJ60= | C:\Temp\vw\test data\ppmd_templates_BRMS1.rvt
ppmd_templates_BRMS1.rvt | BRMS1 - INTERIOR DESIGN | FALSE | Ceiling Finish¦Alternate | Ceiling Finish2 | TRUE | acb31fd1-378b-4329-97b0-400ae39b5bc4 | D2ZGosaU+XaPvmg6Atcwu7lgKXqsSwfsaQVOIOrGJ60= | C:\Temp\vw\test data\ppmd_templates_BRMS1.rvt
ppmd_templates_BRMS1.rvt | BRMS1 - INTERIOR DESIGN | FALSE | Room Height¦ft - in | Ceiling_Hgt_IP | TRUE | 9f14ca4f-2465-4385-a17c-7aa549f64c09 | D2ZGosaU+XaPvmg6Atcwu7lgKXqsSwfsaQVOIOrGJ60= | C:\Temp\vw\test data\ppmd_templates_BRMS1.rvt
ppmd_templates_BRMS1.rvt | BRMS1 - INTERIOR DESIGN | FALSE | Room Noise¦Min NC | Noise_NC_MIN | TRUE | 8c49df6c-7d6b-49fd-9459-f57d0921d704 | D2ZGosaU+XaPvmg6Atcwu7lgKXqsSwfsaQVOIOrGJ60= | C:\Temp\vw\test data\ppmd_templates_BRMS1.rvt
ppmd_templates_BRMS1.rvt | BRMS1 - INTERIOR DESIGN | FALSE | Room Noise¦Max NC | Noise_NC_MAX | TRUE | 629b571a-1c14-443c-b8e8-1130b5edb513 | D2ZGosaU+XaPvmg6Atcwu7lgKXqsSwfsaQVOIOrGJ60= | C:\Temp\vw\test data\ppmd_templates_BRMS1.rvt
ppmd_templates_BRMS1.rvt | BRMS1 - INTERIOR DESIGN | FALSE | Room Noise¦SC | Noise_SC | TRUE | 44bf9cd1-070a-432c-87d9-26a3211cfe07 | D2ZGosaU+XaPvmg6Atcwu7lgKXqsSwfsaQVOIOrGJ60= | C:\Temp\vw\test data\ppmd_templates_BRMS1.rvt
ppmd_templates_BRMS1.rvt | BRMS1 - MECHANICAL DESIGN | FALSE | Air Balance | Air_Balance | TRUE | 587b3cf9-4450-4d95-b8ef-0e93665dbd91 | D2ZGosaU+XaPvmg6Atcwu7lgKXqsSwfsaQVOIOrGJ60= | C:\Temp\vw\test data\ppmd_templates_BRMS1.rvt
ppmd_templates_BRMS1.rvt | BRMS1 - MECHANICAL DESIGN | FALSE | Air Changes Total | Air_Changes_Total | TRUE | 3988d7f3-0f28-4410-866c-5bc65e1d842a | D2ZGosaU+XaPvmg6Atcwu7lgKXqsSwfsaQVOIOrGJ60= | C:\Temp\vw\test data\ppmd_templates_BRMS1.rvt
ppmd_templates_BRMS1.rvt | BRMS1 - MECHANICAL DESIGN | FALSE | Air Changes OA | Air_Changes_OA | TRUE | b7af949f-3b64-4f85-9391-d9f17dcaad1e | D2ZGosaU+XaPvmg6Atcwu7lgKXqsSwfsaQVOIOrGJ60= | C:\Temp\vw\test data\ppmd_templates_BRMS1.rvt
ppmd_templates_BRMS1.rvt | BRMS1 - MECHANICAL DESIGN | FALSE | 100% Exhaust Air | Exhaust_Air_100% | TRUE | 62b97784-583b-47d5-90a3-a90bbb961b6e | D2ZGosaU+XaPvmg6Atcwu7lgKXqsSwfsaQVOIOrGJ60= | C:\Temp\vw\test data\ppmd_templates_BRMS1.rvt
ppmd_templates_BRMS1.rvt | BRMS1 - MECHANICAL DESIGN | FALSE | Summer Temp¦F | Temp_Summer_F | TRUE | 1cbf6964-bd0f-4852-b367-ef4828e2e2cc | D2ZGosaU+XaPvmg6Atcwu7lgKXqsSwfsaQVOIOrGJ60= | C:\Temp\vw\test data\ppmd_templates_BRMS1.rvt
ppmd_templates_BRMS1.rvt | BRMS1 - MECHANICAL DESIGN | FALSE | Summer Temp¦C | Temp_Summer_C | FALSE |  | D2ZGosaU+XaPvmg6Atcwu7lgKXqsSwfsaQVOIOrGJ60= | C:\Temp\vw\test data\ppmd_templates_BRMS1.rvt
ppmd_templates_BRMS1.rvt | BRMS1 - MECHANICAL DESIGN | FALSE | Summer Temp¦Note | Temp_Summer_Note | TRUE | 6248fa3c-bb43-4e1c-91bb-60e102e573b7 | D2ZGosaU+XaPvmg6Atcwu7lgKXqsSwfsaQVOIOrGJ60= | C:\Temp\vw\test data\ppmd_templates_BRMS1.rvt
ppmd_templates_BRMS1.rvt | BRMS1 - MECHANICAL DESIGN | FALSE | Winter Temp¦F | Temp_Winter_F | TRUE | b4f9888f-41ad-47ef-a6af-145b3de732c9 | D2ZGosaU+XaPvmg6Atcwu7lgKXqsSwfsaQVOIOrGJ60= | C:\Temp\vw\test data\ppmd_templates_BRMS1.rvt
ppmd_templates_BRMS1.rvt | BRMS1 - MECHANICAL DESIGN | FALSE | Winter Temp¦C | Temp_Winter_C | FALSE |  | D2ZGosaU+XaPvmg6Atcwu7lgKXqsSwfsaQVOIOrGJ60= | C:\Temp\vw\test data\ppmd_templates_BRMS1.rvt
ppmd_templates_BRMS1.rvt | BRMS1 - MECHANICAL DESIGN | FALSE | Winter Temp¦Note | Temp_Winter_Note | TRUE | aacd83fc-f530-464e-b089-01667d3c52cd | D2ZGosaU+XaPvmg6Atcwu7lgKXqsSwfsaQVOIOrGJ60= | C:\Temp\vw\test data\ppmd_templates_BRMS1.rvt
ppmd_templates_BRMS1.rvt | BRMS1 - MECHANICAL DESIGN | FALSE | Max Relative Humidity | Relative_Humidity | TRUE | 36ead6c1-4384-4a65-8654-06a60aef94cb | D2ZGosaU+XaPvmg6Atcwu7lgKXqsSwfsaQVOIOrGJ60= | C:\Temp\vw\test data\ppmd_templates_BRMS1.rvt
ppmd_templates_BRMS1.rvt | BRMS1 - MECHANICAL DESIGN | FALSE | Filtration¦Interm % | Filtration_Inter_% | TRUE | 4f03ad65-f905-419e-a0cf-8f58fe921fbc | D2ZGosaU+XaPvmg6Atcwu7lgKXqsSwfsaQVOIOrGJ60= | C:\Temp\vw\test data\ppmd_templates_BRMS1.rvt
ppmd_templates_BRMS1.rvt | BRMS1 - MECHANICAL DESIGN | FALSE | Filtration¦Final % | Filtration_Final_% | TRUE | cc736e5f-46f5-476a-8d0a-ceb32d8d4e5a | D2ZGosaU+XaPvmg6Atcwu7lgKXqsSwfsaQVOIOrGJ60= | C:\Temp\vw\test data\ppmd_templates_BRMS1.rvt
ppmd_templates_BRMS1.rvt | BRMS1 - MECHANICAL DESIGN | FALSE | Notes | Mech_Notes | TRUE | a32df790-0ab9-4c4a-b19c-511c2eef6d56 | D2ZGosaU+XaPvmg6Atcwu7lgKXqsSwfsaQVOIOrGJ60= | C:\Temp\vw\test data\ppmd_templates_BRMS1.rvt
ppmd_templates_BRMS1.rvt | BRMS1 - MEDICAL GAS DESIGN | FALSE | MCA | MedGas_MCA | TRUE | 3b23ea7f-b9f1-4749-8a2b-eb6a4fab4cdc | D2ZGosaU+XaPvmg6Atcwu7lgKXqsSwfsaQVOIOrGJ60= | C:\Temp\vw\test data\ppmd_templates_BRMS1.rvt
ppmd_templates_BRMS1.rvt | BRMS1 - MEDICAL GAS DESIGN | FALSE | DCA | MedGas_DCA | TRUE | 20dc9c73-7465-4e8a-8300-4a8b5a46a91c | D2ZGosaU+XaPvmg6Atcwu7lgKXqsSwfsaQVOIOrGJ60= | C:\Temp\vw\test data\ppmd_templates_BRMS1.rvt
ppmd_templates_BRMS1.rvt | BRMS1 - MEDICAL GAS DESIGN | FALSE | LA | MedGas_LA | TRUE | 99801083-d820-4c5f-ad07-ab168e1bbda0 | D2ZGosaU+XaPvmg6Atcwu7lgKXqsSwfsaQVOIOrGJ60= | C:\Temp\vw\test data\ppmd_templates_BRMS1.rvt
ppmd_templates_BRMS1.rvt | BRMS1 - MEDICAL GAS DESIGN | FALSE | PA | MedGas_PA | TRUE | 55793ba6-1647-428e-86f6-5ce4153c7f2e | D2ZGosaU+XaPvmg6Atcwu7lgKXqsSwfsaQVOIOrGJ60= | C:\Temp\vw\test data\ppmd_templates_BRMS1.rvt
ppmd_templates_BRMS1.rvt | BRMS1 - MEDICAL GAS DESIGN | FALSE | MV | MedGas_MV | TRUE | 0a0bec6d-9172-4a2c-9fb3-7616a08f677a | D2ZGosaU+XaPvmg6Atcwu7lgKXqsSwfsaQVOIOrGJ60= | C:\Temp\vw\test data\ppmd_templates_BRMS1.rvt
ppmd_templates_BRMS1.rvt | BRMS1 - MEDICAL GAS DESIGN | FALSE | DHV | MedGas_DHV | TRUE | 79779898-9917-494b-a027-0013b44e14f1 | D2ZGosaU+XaPvmg6Atcwu7lgKXqsSwfsaQVOIOrGJ60= | C:\Temp\vw\test data\ppmd_templates_BRMS1.rvt
ppmd_templates_BRMS1.rvt | BRMS1 - MEDICAL GAS DESIGN | FALSE | DLV | MedGas_DLV | TRUE | bcdcef93-2e56-440a-a8f7-e9973eadba59 | D2ZGosaU+XaPvmg6Atcwu7lgKXqsSwfsaQVOIOrGJ60= | C:\Temp\vw\test data\ppmd_templates_BRMS1.rvt
ppmd_templates_BRMS1.rvt | BRMS1 - MEDICAL GAS DESIGN | FALSE | LDE | MedGas_LDE | TRUE | cc6496eb-fa04-4455-81d4-1dfb1e6aaa52 | D2ZGosaU+XaPvmg6Atcwu7lgKXqsSwfsaQVOIOrGJ60= | C:\Temp\vw\test data\ppmd_templates_BRMS1.rvt
ppmd_templates_BRMS1.rvt | BRMS1 - MEDICAL GAS DESIGN | FALSE | OX | MedGas_OX | TRUE | 59f6c2e0-639e-4476-adf0-a5c19b1199db | D2ZGosaU+XaPvmg6Atcwu7lgKXqsSwfsaQVOIOrGJ60= | C:\Temp\vw\test data\ppmd_templates_BRMS1.rvt
ppmd_templates_BRMS1.rvt | BRMS1 - MEDICAL GAS DESIGN | FALSE | NO | MedGas_NO | TRUE | 1f31b342-99ad-494b-90ce-f27b8fc04b75 | D2ZGosaU+XaPvmg6Atcwu7lgKXqsSwfsaQVOIOrGJ60= | C:\Temp\vw\test data\ppmd_templates_BRMS1.rvt
ppmd_templates_BRMS1.rvt | BRMS1 - MEDICAL GAS DESIGN | FALSE | NI | MedGas_NI | TRUE | ea24567d-1f4e-45f9-907f-a79ef8b323b1 | D2ZGosaU+XaPvmg6Atcwu7lgKXqsSwfsaQVOIOrGJ60= | C:\Temp\vw\test data\ppmd_templates_BRMS1.rvt
ppmd_templates_BRMS1.rvt | BRMS1 - MEDICAL GAS DESIGN | FALSE | WAGD | MedGas_WAGD | TRUE | 1aa3572e-5073-44b4-acb3-ff8739230b69 | D2ZGosaU+XaPvmg6Atcwu7lgKXqsSwfsaQVOIOrGJ60= | C:\Temp\vw\test data\ppmd_templates_BRMS1.rvt
ppmd_templates_BRMS1.rvt | BRMS1 - MEDICAL GAS DESIGN | FALSE | Notes1 | MedGas_Notes | TRUE | 69d1283f-21ef-46f3-9ebb-e36d00ef4da3 | D2ZGosaU+XaPvmg6Atcwu7lgKXqsSwfsaQVOIOrGJ60= | C:\Temp\vw\test data\ppmd_templates_BRMS1.rvt
ppmd_templates_BRMS1.rvt | BRMS1 - MEDICAL GAS DESIGN | FALSE | Notes2 | MedGas_Notes2 | TRUE | 867f4341-094b-4cc7-b128-8c28392e09cd | D2ZGosaU+XaPvmg6Atcwu7lgKXqsSwfsaQVOIOrGJ60= | C:\Temp\vw\test data\ppmd_templates_BRMS1.rvt
ppmd_templates_BRMS1.rvt | BRMS1 - STRUCTURAL DESIGN | FALSE | Structural Load¦psf | Str_FloorLoad_psf | TRUE | 654b90c9-d71e-4bcd-9f27-a1532becca95 | D2ZGosaU+XaPvmg6Atcwu7lgKXqsSwfsaQVOIOrGJ60= | C:\Temp\vw\test data\ppmd_templates_BRMS1.rvt
ppmd_templates_BRMS1.rvt | BRMS1 - STRUCTURAL DESIGN | FALSE | Structural Load¦kPA | Str_FloorLoad_kPA | FALSE |  | D2ZGosaU+XaPvmg6Atcwu7lgKXqsSwfsaQVOIOrGJ60= | C:\Temp\vw\test data\ppmd_templates_BRMS1.rvt
ppmd_templates_BRMS1.rvt | BRMS1 - STRUCTURAL DESIGN | FALSE | Notes | Str_Notes | TRUE | 509b36e6-cf53-4158-b357-61e3cedd6faa | D2ZGosaU+XaPvmg6Atcwu7lgKXqsSwfsaQVOIOrGJ60= | C:\Temp\vw\test data\ppmd_templates_BRMS1.rvt
ppmd_templates_BRMS1.rvt | BRMS1/TLTS2 - DOOR SCHEDULE | FALSE | Mark | Construction Type | FALSE |  | D2ZGosaU+XaPvmg6Atcwu7lgKXqsSwfsaQVOIOrGJ60= | C:\Temp\vw\test data\ppmd_templates_BRMS1.rvt | A¦C
ppmd_templates_BRMS1.rvt | BRMS1/TLTS2 - DOOR SCHEDULE | FALSE | Type | Family | FALSE |  | D2ZGosaU+XaPvmg6Atcwu7lgKXqsSwfsaQVOIOrGJ60= | C:\Temp\vw\test data\ppmd_templates_BRMS1.rvt | Single-Flush¦Single-Flush
ppmd_templates_BRMS1.rvt | BRMS1/TLTS2 - DOOR SCHEDULE | FALSE | Count | Count | FALSE |  | D2ZGosaU+XaPvmg6Atcwu7lgKXqsSwfsaQVOIOrGJ60= | C:\Temp\vw\test data\ppmd_templates_BRMS1.rvt | 1¦1
ppmd_templates_BRMS1.rvt | BRMS1/TLTS2 - DOOR SCHEDULE | FALSE | Height¦ft - in | Height | FALSE |  | D2ZGosaU+XaPvmg6Atcwu7lgKXqsSwfsaQVOIOrGJ60= | C:\Temp\vw\test data\ppmd_templates_BRMS1.rvt | 7' - 0"¦7' - 0"
ppmd_templates_BRMS1.rvt | BRMS1/TLTS2 - DOOR SCHEDULE | FALSE | Width¦ft - in | Width | FALSE |  | D2ZGosaU+XaPvmg6Atcwu7lgKXqsSwfsaQVOIOrGJ60= | C:\Temp\vw\test data\ppmd_templates_BRMS1.rvt | 3' - 0"¦4' - 0"
ppmd_templates_BRMS1.rvt | BRMS1/TLTS2 - DOOR SCHEDULE | FALSE | Notes | Type Comments | FALSE |  | D2ZGosaU+XaPvmg6Atcwu7lgKXqsSwfsaQVOIOrGJ60= | C:\Temp\vw\test data\ppmd_templates_BRMS1.rvt
ppmd_templates_BRMS1.rvt | TLTS2 - EQUIPMENT SCHEDULE | TRUE | JSN | JSN | TRUE | 8632cd76-2ab9-457d-8db7-39197de446a2 | D2ZGosaU+XaPvmg6Atcwu7lgKXqsSwfsaQVOIOrGJ60= | C:\Temp\vw\test data\ppmd_templates_BRMS1.rvt | A1066¦A5030¦A5045¦A5075¦A5080¦A5090¦A5109¦A5110¦A5145¦A5175¦A5200¦A5205¦F2010¦P1150¦P3000¦P5040¦P9050¦TB021
ppmd_templates_BRMS1.rvt | TLTS2 - EQUIPMENT SCHEDULE | TRUE | Nomenclature | Nomenclature | TRUE | f004b755-1952-4a21-a1c1-98f41ef6a86c | D2ZGosaU+XaPvmg6Atcwu7lgKXqsSwfsaQVOIOrGJ60= | C:\Temp\vw\test data\ppmd_templates_BRMS1.rvt | Mirror, Float Glass, With SS Frame¦Bench, Stall, Shower, Built In¦Hair Dryer, Wall Mounted, Patient Room¦Dispenser, Soap, Disposable¦Dispenser, Paper Towel, SS, Surface Mounted¦Disposal, Sanitary Napkin, SS, Surface Mounted¦Grab Bar, 1-1/4" Dia., SS, 2 Wall, W/C Accessible¦Grab Bar, 1-1/4" Dia., SS, 2 Wall, Shower Use¦Hook, Garment, Double, SS, Surface Mounted¦Soap Dish, With Bar, SS, Recessed¦Dispenser, Toilet Tissue, SS, 2-Roll, Surface Mntd¦Bar, Towel, 1" Diameter, SS, Surface Mounted¦Basket, Wastepaper, Step-On¦Valve, Rinse, Bedpan, With Disinfectant Injector¦Lavatory, Vitreous China, Straight Back¦Shower, Single, Hand-Held¦Toilet, Wall Hung, Siphon Jet¦Bar, Flip-up, Heavy Duty
ppmd_templates_BRMS1.rvt | TLTS2 - EQUIPMENT SCHEDULE | TRUE | Qty | Count | FALSE |  | D2ZGosaU+XaPvmg6Atcwu7lgKXqsSwfsaQVOIOrGJ60= | C:\Temp\vw\test data\ppmd_templates_BRMS1.rvt | 1¦1¦1¦1¦1¦1¦3¦2¦1¦1¦1¦1¦1¦1¦1¦1¦1¦1
ppmd_templates_BRMS1.rvt | TLTS2 - EQUIPMENT SCHEDULE | TRUE | LF | CustomLength | TRUE | f338df87-67c7-40c3-b0e8-6ebb5a3fe5b8 | D2ZGosaU+XaPvmg6Atcwu7lgKXqsSwfsaQVOIOrGJ60= | C:\Temp\vw\test data\ppmd_templates_BRMS1.rvt
ppmd_templates_BRMS1.rvt | TLTS2 - EQUIPMENT SCHEDULE | TRUE | Logistics¦AR | CAT_Army | TRUE | fa0e0053-bcc4-42e8-881f-6a4690f994c9 | D2ZGosaU+XaPvmg6Atcwu7lgKXqsSwfsaQVOIOrGJ60= | C:\Temp\vw\test data\ppmd_templates_BRMS1.rvt | A¦A¦C¦C¦A¦A¦A¦A¦A¦A¦A¦A¦C¦A¦A¦A¦A¦C
ppmd_templates_BRMS1.rvt | TLTS2 - EQUIPMENT SCHEDULE | TRUE | Logistics¦NA | CAT_Navy | TRUE | 183e77a6-b75d-41a5-8f81-f6abfee236ec | D2ZGosaU+XaPvmg6Atcwu7lgKXqsSwfsaQVOIOrGJ60= | C:\Temp\vw\test data\ppmd_templates_BRMS1.rvt | A¦A¦C¦C¦A¦A¦A¦A¦A¦A¦A¦A¦C¦A¦A¦A¦A¦C
ppmd_templates_BRMS1.rvt | TLTS2 - EQUIPMENT SCHEDULE | TRUE | Logistics¦AF | CAT_AF | TRUE | 053816d3-2f83-4e72-9b30-0a25ff75573f | D2ZGosaU+XaPvmg6Atcwu7lgKXqsSwfsaQVOIOrGJ60= | C:\Temp\vw\test data\ppmd_templates_BRMS1.rvt | A¦A¦C¦C¦A¦A¦A¦A¦A¦A¦A¦A¦C¦A¦A¦A¦A¦C
ppmd_templates_BRMS1.rvt | TLTS2 - EQUIPMENT SCHEDULE | TRUE | Logistics¦VA | CAT_VA | TRUE | abab06e0-bc20-4958-a9a7-acf73c376614 | D2ZGosaU+XaPvmg6Atcwu7lgKXqsSwfsaQVOIOrGJ60= | C:\Temp\vw\test data\ppmd_templates_BRMS1.rvt | A¦A¦C¦C¦A¦A¦A¦A¦A¦A¦A¦A¦C¦A¦A¦A¦A¦C
ppmd_templates_BRMS1.rvt | TLTS2 - EQUIPMENT SCHEDULE | TRUE | Utilities¦1 | UTIL_1_WaterDrain | TRUE | 594b780e-c62e-473b-9f66-4d3db2fa1b7f | D2ZGosaU+XaPvmg6Atcwu7lgKXqsSwfsaQVOIOrGJ60= | C:\Temp\vw\test data\ppmd_templates_BRMS1.rvt | -¦-¦-¦-¦-¦-¦-¦-¦-¦-¦-¦-¦-¦J¦D¦D¦B¦-
ppmd_templates_BRMS1.rvt | TLTS2 - EQUIPMENT SCHEDULE | TRUE | Utilities¦2 | UTIL_2_Elec | TRUE | 28082216-138e-4a2f-9824-e96dbd7e3cd0 | D2ZGosaU+XaPvmg6Atcwu7lgKXqsSwfsaQVOIOrGJ60= | C:\Temp\vw\test data\ppmd_templates_BRMS1.rvt | -¦-¦-¦-¦-¦-¦-¦-¦-¦-¦-¦-¦-¦-¦-¦-¦-¦-
ppmd_templates_BRMS1.rvt | TLTS2 - EQUIPMENT SCHEDULE | TRUE | Utilities¦3 | UTIL_3_MedGas | TRUE | 22af1ef2-54f0-4b6e-b40a-7064dfb8769c | D2ZGosaU+XaPvmg6Atcwu7lgKXqsSwfsaQVOIOrGJ60= | C:\Temp\vw\test data\ppmd_templates_BRMS1.rvt | -¦-¦-¦-¦-¦-¦-¦-¦-¦-¦-¦-¦-¦-¦-¦-¦-¦-
ppmd_templates_BRMS1.rvt | TLTS2 - EQUIPMENT SCHEDULE | TRUE | Utilities¦4 | UTIL_4_MiscGas | TRUE | 745b8c3e-fd4a-4430-994a-d25826e1e484 | D2ZGosaU+XaPvmg6Atcwu7lgKXqsSwfsaQVOIOrGJ60= | C:\Temp\vw\test data\ppmd_templates_BRMS1.rvt | -¦-¦-¦-¦-¦-¦-¦-¦-¦-¦-¦-¦-¦-¦-¦-¦-¦-
ppmd_templates_BRMS1.rvt | TLTS2 - EQUIPMENT SCHEDULE | TRUE | Utilities¦5 | UTIL_5_NonMedGas | TRUE | 323edf97-d058-44ef-a0fb-1836c80554d8 | D2ZGosaU+XaPvmg6Atcwu7lgKXqsSwfsaQVOIOrGJ60= | C:\Temp\vw\test data\ppmd_templates_BRMS1.rvt | -¦-¦-¦-¦-¦-¦-¦-¦-¦-¦-¦-¦-¦-¦-¦-¦-¦-
ppmd_templates_BRMS1.rvt | TLTS2 - EQUIPMENT SCHEDULE | TRUE | Utilities¦6 | UTIL_6_Misc | TRUE | 38083e2d-8ba3-4868-9752-742b7a4a9586 | D2ZGosaU+XaPvmg6Atcwu7lgKXqsSwfsaQVOIOrGJ60= | C:\Temp\vw\test data\ppmd_templates_BRMS1.rvt | -¦-¦-¦-¦-¦-¦-¦-¦-¦-¦-¦-¦-¦-¦-¦-¦-¦-
ppmd_templates_BRMS1.rvt | TLTS2 - INTERIOR DESIGN | FALSE | Floor Finish¦Preferred | Floor Finish | FALSE |  | D2ZGosaU+XaPvmg6Atcwu7lgKXqsSwfsaQVOIOrGJ60= | C:\Temp\vw\test data\ppmd_templates_BRMS1.rvt | CT
ppmd_templates_BRMS1.rvt | TLTS2 - INTERIOR DESIGN | FALSE | Floor Finish¦Alternate | Floor Finish2 | TRUE | 4030719d-a272-441a-8bfa-d5eb510a1687 | D2ZGosaU+XaPvmg6Atcwu7lgKXqsSwfsaQVOIOrGJ60= | C:\Temp\vw\test data\ppmd_templates_BRMS1.rvt | SP
ppmd_templates_BRMS1.rvt | TLTS2 - INTERIOR DESIGN | FALSE | Wall Finish¦Preferred | Wall Finish | FALSE |  | D2ZGosaU+XaPvmg6Atcwu7lgKXqsSwfsaQVOIOrGJ60= | C:\Temp\vw\test data\ppmd_templates_BRMS1.rvt | GCT
ppmd_templates_BRMS1.rvt | TLTS2 - INTERIOR DESIGN | FALSE | Wall Finish¦Alternate | Wall Finish2 | TRUE | 5a49d499-57b3-4e1f-afc0-4c041c862be1 | D2ZGosaU+XaPvmg6Atcwu7lgKXqsSwfsaQVOIOrGJ60= | C:\Temp\vw\test data\ppmd_templates_BRMS1.rvt | GLG
ppmd_templates_BRMS1.rvt | TLTS2 - INTERIOR DESIGN | FALSE | Ceiling Finish¦Preferred | Ceiling Finish | FALSE |  | D2ZGosaU+XaPvmg6Atcwu7lgKXqsSwfsaQVOIOrGJ60= | C:\Temp\vw\test data\ppmd_templates_BRMS1.rvt | GLG
ppmd_templates_BRMS1.rvt | TLTS2 - INTERIOR DESIGN | FALSE | Ceiling Finish¦Alternate | Ceiling Finish2 | TRUE | acb31fd1-378b-4329-97b0-400ae39b5bc4 | D2ZGosaU+XaPvmg6Atcwu7lgKXqsSwfsaQVOIOrGJ60= | C:\Temp\vw\test data\ppmd_templates_BRMS1.rvt | GPT
ppmd_templates_BRMS1.rvt | TLTS2 - INTERIOR DESIGN | FALSE | Room Height¦ft - in | Ceiling_Hgt_IP | TRUE | 9f14ca4f-2465-4385-a17c-7aa549f64c09 | D2ZGosaU+XaPvmg6Atcwu7lgKXqsSwfsaQVOIOrGJ60= | C:\Temp\vw\test data\ppmd_templates_BRMS1.rvt | 8' - 0"
ppmd_templates_BRMS1.rvt | TLTS2 - INTERIOR DESIGN | FALSE | Room Noise¦Min NC | Noise_NC_MIN | TRUE | 8c49df6c-7d6b-49fd-9459-f57d0921d704 | D2ZGosaU+XaPvmg6Atcwu7lgKXqsSwfsaQVOIOrGJ60= | C:\Temp\vw\test data\ppmd_templates_BRMS1.rvt | 30
ppmd_templates_BRMS1.rvt | TLTS2 - INTERIOR DESIGN | FALSE | Room Noise¦Max NC | Noise_NC_MAX | TRUE | 629b571a-1c14-443c-b8e8-1130b5edb513 | D2ZGosaU+XaPvmg6Atcwu7lgKXqsSwfsaQVOIOrGJ60= | C:\Temp\vw\test data\ppmd_templates_BRMS1.rvt | 40
ppmd_templates_BRMS1.rvt | TLTS2 - INTERIOR DESIGN | FALSE | Room Noise¦SC | Noise_SC | TRUE | 44bf9cd1-070a-432c-87d9-26a3211cfe07 | D2ZGosaU+XaPvmg6Atcwu7lgKXqsSwfsaQVOIOrGJ60= | C:\Temp\vw\test data\ppmd_templates_BRMS1.rvt | 45
ppmd_templates_BRNP2.rvt | BRNP2 - DATA/TELEPHONE EQUIPMENT | FALSE | JSN | JSN | TRUE | 8632cd76-2ab9-457d-8db7-39197de446a2 | EYN5Fj/ZfoGxAsbBQ1zsncKWGSIIiatpLLGwA8FiI0Y= | C:\Temp\vw\test data\ppmd_templates_BRNP2.rvt
ppmd_templates_BRNP2.rvt | BRNP2 - DATA/TELEPHONE EQUIPMENT | FALSE | Nomenclature | Nomenclature | TRUE | f004b755-1952-4a21-a1c1-98f41ef6a86c | EYN5Fj/ZfoGxAsbBQ1zsncKWGSIIiatpLLGwA8FiI0Y= | C:\Temp\vw\test data\ppmd_templates_BRNP2.rvt
ppmd_templates_BRNP2.rvt | BRNP2 - DATA/TELEPHONE EQUIPMENT | FALSE | Qty | Count | FALSE |  | EYN5Fj/ZfoGxAsbBQ1zsncKWGSIIiatpLLGwA8FiI0Y= | C:\Temp\vw\test data\ppmd_templates_BRNP2.rvt
ppmd_templates_BRNP2.rvt | BRNP2 - DATA/TELEPHONE EQUIPMENT | FALSE | Logistics¦AR | CAT_Army | TRUE | fa0e0053-bcc4-42e8-881f-6a4690f994c9 | EYN5Fj/ZfoGxAsbBQ1zsncKWGSIIiatpLLGwA8FiI0Y= | C:\Temp\vw\test data\ppmd_templates_BRNP2.rvt
ppmd_templates_BRNP2.rvt | BRNP2 - DATA/TELEPHONE EQUIPMENT | FALSE | Logistics¦NA | CAT_Navy | TRUE | 183e77a6-b75d-41a5-8f81-f6abfee236ec | EYN5Fj/ZfoGxAsbBQ1zsncKWGSIIiatpLLGwA8FiI0Y= | C:\Temp\vw\test data\ppmd_templates_BRNP2.rvt
ppmd_templates_BRNP2.rvt | BRNP2 - DATA/TELEPHONE EQUIPMENT | FALSE | Logistics¦AF | CAT_AF | TRUE | 053816d3-2f83-4e72-9b30-0a25ff75573f | EYN5Fj/ZfoGxAsbBQ1zsncKWGSIIiatpLLGwA8FiI0Y= | C:\Temp\vw\test data\ppmd_templates_BRNP2.rvt
ppmd_templates_BRNP2.rvt | BRNP2 - DATA/TELEPHONE EQUIPMENT | FALSE | Logistics¦VA | CAT_VA | TRUE | abab06e0-bc20-4958-a9a7-acf73c376614 | EYN5Fj/ZfoGxAsbBQ1zsncKWGSIIiatpLLGwA8FiI0Y= | C:\Temp\vw\test data\ppmd_templates_BRNP2.rvt
ppmd_templates_BRNP2.rvt | BRNP2 - DOOR SCHEDULE | FALSE | Mark | Construction Type | FALSE |  | EYN5Fj/ZfoGxAsbBQ1zsncKWGSIIiatpLLGwA8FiI0Y= | C:\Temp\vw\test data\ppmd_templates_BRNP2.rvt | A
ppmd_templates_BRNP2.rvt | BRNP2 - DOOR SCHEDULE | FALSE | Type | Family | FALSE |  | EYN5Fj/ZfoGxAsbBQ1zsncKWGSIIiatpLLGwA8FiI0Y= | C:\Temp\vw\test data\ppmd_templates_BRNP2.rvt | Single-Flush-Dbl Acting¦Single-Flush-Slanted-Top
ppmd_templates_BRNP2.rvt | BRNP2 - DOOR SCHEDULE | FALSE | Count | Count | FALSE |  | EYN5Fj/ZfoGxAsbBQ1zsncKWGSIIiatpLLGwA8FiI0Y= | C:\Temp\vw\test data\ppmd_templates_BRNP2.rvt | 2¦2
ppmd_templates_BRNP2.rvt | BRNP2 - DOOR SCHEDULE | FALSE | Height¦ft - in | Height | FALSE |  | EYN5Fj/ZfoGxAsbBQ1zsncKWGSIIiatpLLGwA8FiI0Y= | C:\Temp\vw\test data\ppmd_templates_BRNP2.rvt | 7' - 0"¦7' - 0"
ppmd_templates_BRNP2.rvt | BRNP2 - DOOR SCHEDULE | FALSE | Width¦ft - in | Width | FALSE |  | EYN5Fj/ZfoGxAsbBQ1zsncKWGSIIiatpLLGwA8FiI0Y= | C:\Temp\vw\test data\ppmd_templates_BRNP2.rvt | 3' - 0"¦3' - 0"
ppmd_templates_BRNP2.rvt | BRNP2 - DOOR SCHEDULE | FALSE | Notes | Type Comments | FALSE |  | EYN5Fj/ZfoGxAsbBQ1zsncKWGSIIiatpLLGwA8FiI0Y= | C:\Temp\vw\test data\ppmd_templates_BRNP2.rvt
ppmd_templates_BRNP2.rvt | BRNP2 - ELECTRICAL DESIGN | FALSE | Lighting¦LUX1 | Light_Level_LUX | TRUE | fc853981-f613-4f05-81bd-e48fb947424b | EYN5Fj/ZfoGxAsbBQ1zsncKWGSIIiatpLLGwA8FiI0Y= | C:\Temp\vw\test data\ppmd_templates_BRNP2.rvt | 100¦200
ppmd_templates_BRNP2.rvt | BRNP2 - ELECTRICAL DESIGN | FALSE | Lighting¦Footcandles1 | Light_Level_FC | FALSE |  | EYN5Fj/ZfoGxAsbBQ1zsncKWGSIIiatpLLGwA8FiI0Y= | C:\Temp\vw\test data\ppmd_templates_BRNP2.rvt | 9¦19
ppmd_templates_BRNP2.rvt | BRNP2 - ELECTRICAL DESIGN | FALSE | Lighting¦LUX2 | Light_Level_LUX2 | TRUE | 172f1cff-58cc-41cd-b888-0e7a81d2bf40 | EYN5Fj/ZfoGxAsbBQ1zsncKWGSIIiatpLLGwA8FiI0Y= | C:\Temp\vw\test data\ppmd_templates_BRNP2.rvt | 300
ppmd_templates_BRNP2.rvt | BRNP2 - ELECTRICAL DESIGN | FALSE | Lighting¦Footcandles2 | Light_Level_FC2 | FALSE |  | EYN5Fj/ZfoGxAsbBQ1zsncKWGSIIiatpLLGwA8FiI0Y= | C:\Temp\vw\test data\ppmd_templates_BRNP2.rvt | 28
ppmd_templates_BRNP2.rvt | BRNP2 - ELECTRICAL DESIGN | FALSE | Lighting¦Notes | Light_Notes | TRUE | a36245ac-ea57-45c2-bac5-bed4d04a4f78 | EYN5Fj/ZfoGxAsbBQ1zsncKWGSIIiatpLLGwA8FiI0Y= | C:\Temp\vw\test data\ppmd_templates_BRNP2.rvt | C
ppmd_templates_BRNP2.rvt | BRNP2 - ELECTRICAL DESIGN | FALSE | Lighting¦Notes2 | Light_Notes2 | TRUE | 6d0b4891-ce4c-45f8-9560-387866098a10 | EYN5Fj/ZfoGxAsbBQ1zsncKWGSIIiatpLLGwA8FiI0Y= | C:\Temp\vw\test data\ppmd_templates_BRNP2.rvt | -
ppmd_templates_BRNP2.rvt | BRNP2 - ELECTRICAL DESIGN | FALSE | Essential Power¦% Power | ES_Power% | TRUE | 7cbfe71a-865f-4cf4-b400-c67e3939439b | EYN5Fj/ZfoGxAsbBQ1zsncKWGSIIiatpLLGwA8FiI0Y= | C:\Temp\vw\test data\ppmd_templates_BRNP2.rvt | -
ppmd_templates_BRNP2.rvt | BRNP2 - ELECTRICAL DESIGN | FALSE | Essential Power¦% Light | ES_Light% | TRUE | af00a8bb-40cb-434a-a7e5-b4140f3c844f | EYN5Fj/ZfoGxAsbBQ1zsncKWGSIIiatpLLGwA8FiI0Y= | C:\Temp\vw\test data\ppmd_templates_BRNP2.rvt | LS
ppmd_templates_BRNP2.rvt | BRNP2 - ELECTRICAL DESIGN | FALSE | Essential Power¦Notes | ES_Notes | TRUE | 0c3ae867-1060-40b5-bb68-261d16a167a0 | EYN5Fj/ZfoGxAsbBQ1zsncKWGSIIiatpLLGwA8FiI0Y= | C:\Temp\vw\test data\ppmd_templates_BRNP2.rvt | -
ppmd_templates_BRNP2.rvt | BRNP2 - EQUIPMENT SCHEDULE | TRUE | JSN | JSN | TRUE | 8632cd76-2ab9-457d-8db7-39197de446a2 | EYN5Fj/ZfoGxAsbBQ1zsncKWGSIIiatpLLGwA8FiI0Y= | C:\Temp\vw\test data\ppmd_templates_BRNP2.rvt | A6046¦F0402¦M7011
ppmd_templates_BRNP2.rvt | BRNP2 - EQUIPMENT SCHEDULE | TRUE | Nomenclature | Nomenclature | TRUE | f004b755-1952-4a21-a1c1-98f41ef6a86c | EYN5Fj/ZfoGxAsbBQ1zsncKWGSIIiatpLLGwA8FiI0Y= | C:\Temp\vw\test data\ppmd_templates_BRNP2.rvt | Artwork, Decorative, With Frame¦Cabinet, Bedside, 2 Shelf, Psyciatric¦Bed, Platform, Without Visible Legs, Psychiatric
ppmd_templates_BRNP2.rvt | BRNP2 - EQUIPMENT SCHEDULE | TRUE | Qty | Count | FALSE |  | EYN5Fj/ZfoGxAsbBQ1zsncKWGSIIiatpLLGwA8FiI0Y= | C:\Temp\vw\test data\ppmd_templates_BRNP2.rvt | 1¦2¦2
ppmd_templates_BRNP2.rvt | BRNP2 - EQUIPMENT SCHEDULE | TRUE | Logistics¦AR | CAT_Army | TRUE | fa0e0053-bcc4-42e8-881f-6a4690f994c9 | EYN5Fj/ZfoGxAsbBQ1zsncKWGSIIiatpLLGwA8FiI0Y= | C:\Temp\vw\test data\ppmd_templates_BRNP2.rvt | C¦C¦C
ppmd_templates_BRNP2.rvt | BRNP2 - EQUIPMENT SCHEDULE | TRUE | Logistics¦NA | CAT_Navy | TRUE | 183e77a6-b75d-41a5-8f81-f6abfee236ec | EYN5Fj/ZfoGxAsbBQ1zsncKWGSIIiatpLLGwA8FiI0Y= | C:\Temp\vw\test data\ppmd_templates_BRNP2.rvt | C¦C¦C
ppmd_templates_BRNP2.rvt | BRNP2 - EQUIPMENT SCHEDULE | TRUE | Logistics¦AF | CAT_AF | TRUE | 053816d3-2f83-4e72-9b30-0a25ff75573f | EYN5Fj/ZfoGxAsbBQ1zsncKWGSIIiatpLLGwA8FiI0Y= | C:\Temp\vw\test data\ppmd_templates_BRNP2.rvt | C¦C¦C
ppmd_templates_BRNP2.rvt | BRNP2 - EQUIPMENT SCHEDULE | TRUE | Logistics¦VA | CAT_VA | TRUE | abab06e0-bc20-4958-a9a7-acf73c376614 | EYN5Fj/ZfoGxAsbBQ1zsncKWGSIIiatpLLGwA8FiI0Y= | C:\Temp\vw\test data\ppmd_templates_BRNP2.rvt | C¦C¦C
ppmd_templates_BRNP2.rvt | BRNP2 - EQUIPMENT SCHEDULE | TRUE | Utilities¦1 | UTIL_1_WaterDrain | TRUE | 594b780e-c62e-473b-9f66-4d3db2fa1b7f | EYN5Fj/ZfoGxAsbBQ1zsncKWGSIIiatpLLGwA8FiI0Y= | C:\Temp\vw\test data\ppmd_templates_BRNP2.rvt | -¦-¦-
ppmd_templates_BRNP2.rvt | BRNP2 - EQUIPMENT SCHEDULE | TRUE | Utilities¦2 | UTIL_2_Elec | TRUE | 28082216-138e-4a2f-9824-e96dbd7e3cd0 | EYN5Fj/ZfoGxAsbBQ1zsncKWGSIIiatpLLGwA8FiI0Y= | C:\Temp\vw\test data\ppmd_templates_BRNP2.rvt | -¦-¦-
ppmd_templates_BRNP2.rvt | BRNP2 - EQUIPMENT SCHEDULE | TRUE | Utilities¦3 | UTIL_3_MedGas | TRUE | 22af1ef2-54f0-4b6e-b40a-7064dfb8769c | EYN5Fj/ZfoGxAsbBQ1zsncKWGSIIiatpLLGwA8FiI0Y= | C:\Temp\vw\test data\ppmd_templates_BRNP2.rvt | -¦-¦-
ppmd_templates_BRNP2.rvt | BRNP2 - EQUIPMENT SCHEDULE | TRUE | Utilities¦4 | UTIL_4_MiscGas | TRUE | 745b8c3e-fd4a-4430-994a-d25826e1e484 | EYN5Fj/ZfoGxAsbBQ1zsncKWGSIIiatpLLGwA8FiI0Y= | C:\Temp\vw\test data\ppmd_templates_BRNP2.rvt | -¦-¦-
ppmd_templates_BRNP2.rvt | BRNP2 - EQUIPMENT SCHEDULE | TRUE | Utilities¦5 | UTIL_5_NonMedGas | TRUE | 323edf97-d058-44ef-a0fb-1836c80554d8 | EYN5Fj/ZfoGxAsbBQ1zsncKWGSIIiatpLLGwA8FiI0Y= | C:\Temp\vw\test data\ppmd_templates_BRNP2.rvt | -¦-¦-
ppmd_templates_BRNP2.rvt | BRNP2 - EQUIPMENT SCHEDULE | TRUE | Utilities¦6 | UTIL_6_Misc | TRUE | 38083e2d-8ba3-4868-9752-742b7a4a9586 | EYN5Fj/ZfoGxAsbBQ1zsncKWGSIIiatpLLGwA8FiI0Y= | C:\Temp\vw\test data\ppmd_templates_BRNP2.rvt | -¦-¦-
ppmd_templates_BRNP2.rvt | BRNP2 - INTERIOR DESIGN | FALSE | Floor Finish¦Preferred | Floor Finish | FALSE |  | EYN5Fj/ZfoGxAsbBQ1zsncKWGSIIiatpLLGwA8FiI0Y= | C:\Temp\vw\test data\ppmd_templates_BRNP2.rvt | VT
ppmd_templates_BRNP2.rvt | BRNP2 - INTERIOR DESIGN | FALSE | Floor Finish¦Alternate | Floor Finish2 | TRUE | 4030719d-a272-441a-8bfa-d5eb510a1687 | EYN5Fj/ZfoGxAsbBQ1zsncKWGSIIiatpLLGwA8FiI0Y= | C:\Temp\vw\test data\ppmd_templates_BRNP2.rvt | -
ppmd_templates_BRNP2.rvt | BRNP2 - INTERIOR DESIGN | FALSE | Wall Finish¦Preferred | Wall Finish | FALSE |  | EYN5Fj/ZfoGxAsbBQ1zsncKWGSIIiatpLLGwA8FiI0Y= | C:\Temp\vw\test data\ppmd_templates_BRNP2.rvt | GPT
ppmd_templates_BRNP2.rvt | BRNP2 - INTERIOR DESIGN | FALSE | Wall Finish¦Alternate | Wall Finish2 | TRUE | 5a49d499-57b3-4e1f-afc0-4c041c862be1 | EYN5Fj/ZfoGxAsbBQ1zsncKWGSIIiatpLLGwA8FiI0Y= | C:\Temp\vw\test data\ppmd_templates_BRNP2.rvt | -
ppmd_templates_BRNP2.rvt | BRNP2 - INTERIOR DESIGN | FALSE | Ceiling Finish¦Preferred | Ceiling Finish | FALSE |  | EYN5Fj/ZfoGxAsbBQ1zsncKWGSIIiatpLLGwA8FiI0Y= | C:\Temp\vw\test data\ppmd_templates_BRNP2.rvt | GPT
ppmd_templates_BRNP2.rvt | BRNP2 - INTERIOR DESIGN | FALSE | Ceiling Finish¦Alternate | Ceiling Finish2 | TRUE | acb31fd1-378b-4329-97b0-400ae39b5bc4 | EYN5Fj/ZfoGxAsbBQ1zsncKWGSIIiatpLLGwA8FiI0Y= | C:\Temp\vw\test data\ppmd_templates_BRNP2.rvt | -
ppmd_templates_BRNP2.rvt | BRNP2 - INTERIOR DESIGN | FALSE | Room Height¦ft - in | Ceiling_Hgt_IP | TRUE | 9f14ca4f-2465-4385-a17c-7aa549f64c09 | EYN5Fj/ZfoGxAsbBQ1zsncKWGSIIiatpLLGwA8FiI0Y= | C:\Temp\vw\test data\ppmd_templates_BRNP2.rvt | 8' - 6"
ppmd_templates_BRNP2.rvt | BRNP2 - INTERIOR DESIGN | FALSE | Room Noise¦Min NC | Noise_NC_MIN | TRUE | 8c49df6c-7d6b-49fd-9459-f57d0921d704 | EYN5Fj/ZfoGxAsbBQ1zsncKWGSIIiatpLLGwA8FiI0Y= | C:\Temp\vw\test data\ppmd_templates_BRNP2.rvt | 35
ppmd_templates_BRNP2.rvt | BRNP2 - INTERIOR DESIGN | FALSE | Room Noise¦Max NC | Noise_NC_MAX | TRUE | 629b571a-1c14-443c-b8e8-1130b5edb513 | EYN5Fj/ZfoGxAsbBQ1zsncKWGSIIiatpLLGwA8FiI0Y= | C:\Temp\vw\test data\ppmd_templates_BRNP2.rvt | 40
ppmd_templates_BRNP2.rvt | BRNP2 - INTERIOR DESIGN | FALSE | Room Noise¦SC | Noise_SC | TRUE | 44bf9cd1-070a-432c-87d9-26a3211cfe07 | EYN5Fj/ZfoGxAsbBQ1zsncKWGSIIiatpLLGwA8FiI0Y= | C:\Temp\vw\test data\ppmd_templates_BRNP2.rvt | 40
ppmd_templates_BRNP2.rvt | BRNP2 - MECHANICAL DESIGN | FALSE | Air Balance | Air_Balance | TRUE | 587b3cf9-4450-4d95-b8ef-0e93665dbd91 | EYN5Fj/ZfoGxAsbBQ1zsncKWGSIIiatpLLGwA8FiI0Y= | C:\Temp\vw\test data\ppmd_templates_BRNP2.rvt
ppmd_templates_BRNP2.rvt | BRNP2 - MECHANICAL DESIGN | FALSE | Air Changes Total | Air_Changes_Total | TRUE | 3988d7f3-0f28-4410-866c-5bc65e1d842a | EYN5Fj/ZfoGxAsbBQ1zsncKWGSIIiatpLLGwA8FiI0Y= | C:\Temp\vw\test data\ppmd_templates_BRNP2.rvt
ppmd_templates_BRNP2.rvt | BRNP2 - MECHANICAL DESIGN | FALSE | Air Changes OA | Air_Changes_OA | TRUE | b7af949f-3b64-4f85-9391-d9f17dcaad1e | EYN5Fj/ZfoGxAsbBQ1zsncKWGSIIiatpLLGwA8FiI0Y= | C:\Temp\vw\test data\ppmd_templates_BRNP2.rvt
ppmd_templates_BRNP2.rvt | BRNP2 - MECHANICAL DESIGN | FALSE | 100% Exhaust Air | Exhaust_Air_100% | TRUE | 62b97784-583b-47d5-90a3-a90bbb961b6e | EYN5Fj/ZfoGxAsbBQ1zsncKWGSIIiatpLLGwA8FiI0Y= | C:\Temp\vw\test data\ppmd_templates_BRNP2.rvt
ppmd_templates_BRNP2.rvt | BRNP2 - MECHANICAL DESIGN | FALSE | Summer Temp¦F | Temp_Summer_F | TRUE | 1cbf6964-bd0f-4852-b367-ef4828e2e2cc | EYN5Fj/ZfoGxAsbBQ1zsncKWGSIIiatpLLGwA8FiI0Y= | C:\Temp\vw\test data\ppmd_templates_BRNP2.rvt
ppmd_templates_BRNP2.rvt | BRNP2 - MECHANICAL DESIGN | FALSE | Summer Temp¦C | Temp_Summer_C | FALSE |  | EYN5Fj/ZfoGxAsbBQ1zsncKWGSIIiatpLLGwA8FiI0Y= | C:\Temp\vw\test data\ppmd_templates_BRNP2.rvt
ppmd_templates_BRNP2.rvt | BRNP2 - MECHANICAL DESIGN | FALSE | Summer Temp¦Note | Temp_Summer_Note | TRUE | 6248fa3c-bb43-4e1c-91bb-60e102e573b7 | EYN5Fj/ZfoGxAsbBQ1zsncKWGSIIiatpLLGwA8FiI0Y= | C:\Temp\vw\test data\ppmd_templates_BRNP2.rvt
ppmd_templates_BRNP2.rvt | BRNP2 - MECHANICAL DESIGN | FALSE | Winter Temp¦F | Temp_Winter_F | TRUE | b4f9888f-41ad-47ef-a6af-145b3de732c9 | EYN5Fj/ZfoGxAsbBQ1zsncKWGSIIiatpLLGwA8FiI0Y= | C:\Temp\vw\test data\ppmd_templates_BRNP2.rvt
ppmd_templates_BRNP2.rvt | BRNP2 - MECHANICAL DESIGN | FALSE | Winter Temp¦C | Temp_Winter_C | FALSE |  | EYN5Fj/ZfoGxAsbBQ1zsncKWGSIIiatpLLGwA8FiI0Y= | C:\Temp\vw\test data\ppmd_templates_BRNP2.rvt
ppmd_templates_BRNP2.rvt | BRNP2 - MECHANICAL DESIGN | FALSE | Winter Temp¦Note | Temp_Winter_Note | TRUE | aacd83fc-f530-464e-b089-01667d3c52cd | EYN5Fj/ZfoGxAsbBQ1zsncKWGSIIiatpLLGwA8FiI0Y= | C:\Temp\vw\test data\ppmd_templates_BRNP2.rvt
ppmd_templates_BRNP2.rvt | BRNP2 - MECHANICAL DESIGN | FALSE | Max Relative Humidity | Relative_Humidity | TRUE | 36ead6c1-4384-4a65-8654-06a60aef94cb | EYN5Fj/ZfoGxAsbBQ1zsncKWGSIIiatpLLGwA8FiI0Y= | C:\Temp\vw\test data\ppmd_templates_BRNP2.rvt
ppmd_templates_BRNP2.rvt | BRNP2 - MECHANICAL DESIGN | FALSE | Filtration¦Interm % | Filtration_Inter_% | TRUE | 4f03ad65-f905-419e-a0cf-8f58fe921fbc | EYN5Fj/ZfoGxAsbBQ1zsncKWGSIIiatpLLGwA8FiI0Y= | C:\Temp\vw\test data\ppmd_templates_BRNP2.rvt
ppmd_templates_BRNP2.rvt | BRNP2 - MECHANICAL DESIGN | FALSE | Filtration¦Final % | Filtration_Final_% | TRUE | cc736e5f-46f5-476a-8d0a-ceb32d8d4e5a | EYN5Fj/ZfoGxAsbBQ1zsncKWGSIIiatpLLGwA8FiI0Y= | C:\Temp\vw\test data\ppmd_templates_BRNP2.rvt
ppmd_templates_BRNP2.rvt | BRNP2 - MECHANICAL DESIGN | FALSE | Notes | Mech_Notes | TRUE | a32df790-0ab9-4c4a-b19c-511c2eef6d56 | EYN5Fj/ZfoGxAsbBQ1zsncKWGSIIiatpLLGwA8FiI0Y= | C:\Temp\vw\test data\ppmd_templates_BRNP2.rvt
ppmd_templates_BRNP2.rvt | BRNP2 - MEDICAL GAS DESIGN | FALSE | MCA | MedGas_MCA | TRUE | 3b23ea7f-b9f1-4749-8a2b-eb6a4fab4cdc | EYN5Fj/ZfoGxAsbBQ1zsncKWGSIIiatpLLGwA8FiI0Y= | C:\Temp\vw\test data\ppmd_templates_BRNP2.rvt
ppmd_templates_BRNP2.rvt | BRNP2 - MEDICAL GAS DESIGN | FALSE | DCA | MedGas_DCA | TRUE | 20dc9c73-7465-4e8a-8300-4a8b5a46a91c | EYN5Fj/ZfoGxAsbBQ1zsncKWGSIIiatpLLGwA8FiI0Y= | C:\Temp\vw\test data\ppmd_templates_BRNP2.rvt
ppmd_templates_BRNP2.rvt | BRNP2 - MEDICAL GAS DESIGN | FALSE | LA | MedGas_LA | TRUE | 99801083-d820-4c5f-ad07-ab168e1bbda0 | EYN5Fj/ZfoGxAsbBQ1zsncKWGSIIiatpLLGwA8FiI0Y= | C:\Temp\vw\test data\ppmd_templates_BRNP2.rvt
ppmd_templates_BRNP2.rvt | BRNP2 - MEDICAL GAS DESIGN | FALSE | PA | MedGas_PA | TRUE | 55793ba6-1647-428e-86f6-5ce4153c7f2e | EYN5Fj/ZfoGxAsbBQ1zsncKWGSIIiatpLLGwA8FiI0Y= | C:\Temp\vw\test data\ppmd_templates_BRNP2.rvt
ppmd_templates_BRNP2.rvt | BRNP2 - MEDICAL GAS DESIGN | FALSE | MV | MedGas_MV | TRUE | 0a0bec6d-9172-4a2c-9fb3-7616a08f677a | EYN5Fj/ZfoGxAsbBQ1zsncKWGSIIiatpLLGwA8FiI0Y= | C:\Temp\vw\test data\ppmd_templates_BRNP2.rvt
ppmd_templates_BRNP2.rvt | BRNP2 - MEDICAL GAS DESIGN | FALSE | DHV | MedGas_DHV | TRUE | 79779898-9917-494b-a027-0013b44e14f1 | EYN5Fj/ZfoGxAsbBQ1zsncKWGSIIiatpLLGwA8FiI0Y= | C:\Temp\vw\test data\ppmd_templates_BRNP2.rvt
ppmd_templates_BRNP2.rvt | BRNP2 - MEDICAL GAS DESIGN | FALSE | DLV | MedGas_DLV | TRUE | bcdcef93-2e56-440a-a8f7-e9973eadba59 | EYN5Fj/ZfoGxAsbBQ1zsncKWGSIIiatpLLGwA8FiI0Y= | C:\Temp\vw\test data\ppmd_templates_BRNP2.rvt
ppmd_templates_BRNP2.rvt | BRNP2 - MEDICAL GAS DESIGN | FALSE | LDE | MedGas_LDE | TRUE | cc6496eb-fa04-4455-81d4-1dfb1e6aaa52 | EYN5Fj/ZfoGxAsbBQ1zsncKWGSIIiatpLLGwA8FiI0Y= | C:\Temp\vw\test data\ppmd_templates_BRNP2.rvt
ppmd_templates_BRNP2.rvt | BRNP2 - MEDICAL GAS DESIGN | FALSE | OX | MedGas_OX | TRUE | 59f6c2e0-639e-4476-adf0-a5c19b1199db | EYN5Fj/ZfoGxAsbBQ1zsncKWGSIIiatpLLGwA8FiI0Y= | C:\Temp\vw\test data\ppmd_templates_BRNP2.rvt
ppmd_templates_BRNP2.rvt | BRNP2 - MEDICAL GAS DESIGN | FALSE | NO | MedGas_NO | TRUE | 1f31b342-99ad-494b-90ce-f27b8fc04b75 | EYN5Fj/ZfoGxAsbBQ1zsncKWGSIIiatpLLGwA8FiI0Y= | C:\Temp\vw\test data\ppmd_templates_BRNP2.rvt
ppmd_templates_BRNP2.rvt | BRNP2 - MEDICAL GAS DESIGN | FALSE | NI | MedGas_NI | TRUE | ea24567d-1f4e-45f9-907f-a79ef8b323b1 | EYN5Fj/ZfoGxAsbBQ1zsncKWGSIIiatpLLGwA8FiI0Y= | C:\Temp\vw\test data\ppmd_templates_BRNP2.rvt
ppmd_templates_BRNP2.rvt | BRNP2 - MEDICAL GAS DESIGN | FALSE | WAGD | MedGas_WAGD | TRUE | 1aa3572e-5073-44b4-acb3-ff8739230b69 | EYN5Fj/ZfoGxAsbBQ1zsncKWGSIIiatpLLGwA8FiI0Y= | C:\Temp\vw\test data\ppmd_templates_BRNP2.rvt
ppmd_templates_BRNP2.rvt | BRNP2 - MEDICAL GAS DESIGN | FALSE | Notes1 | MedGas_Notes | TRUE | 69d1283f-21ef-46f3-9ebb-e36d00ef4da3 | EYN5Fj/ZfoGxAsbBQ1zsncKWGSIIiatpLLGwA8FiI0Y= | C:\Temp\vw\test data\ppmd_templates_BRNP2.rvt
ppmd_templates_BRNP2.rvt | BRNP2 - MEDICAL GAS DESIGN | FALSE | Notes2 | MedGas_Notes2 | TRUE | 867f4341-094b-4cc7-b128-8c28392e09cd | EYN5Fj/ZfoGxAsbBQ1zsncKWGSIIiatpLLGwA8FiI0Y= | C:\Temp\vw\test data\ppmd_templates_BRNP2.rvt
ppmd_templates_BRNP2.rvt | BRNP2 - STRUCTURAL DESIGN | FALSE | Structural Load¦psf | Str_FloorLoad_psf | TRUE | 654b90c9-d71e-4bcd-9f27-a1532becca95 | EYN5Fj/ZfoGxAsbBQ1zsncKWGSIIiatpLLGwA8FiI0Y= | C:\Temp\vw\test data\ppmd_templates_BRNP2.rvt
ppmd_templates_BRNP2.rvt | BRNP2 - STRUCTURAL DESIGN | FALSE | Structural Load¦kPA | Str_FloorLoad_kPA | FALSE |  | EYN5Fj/ZfoGxAsbBQ1zsncKWGSIIiatpLLGwA8FiI0Y= | C:\Temp\vw\test data\ppmd_templates_BRNP2.rvt
ppmd_templates_BRNP2.rvt | BRNP2 - STRUCTURAL DESIGN | FALSE | Notes | Str_Notes | TRUE | 509b36e6-cf53-4158-b357-61e3cedd6faa | EYN5Fj/ZfoGxAsbBQ1zsncKWGSIIiatpLLGwA8FiI0Y= | C:\Temp\vw\test data\ppmd_templates_BRNP2.rvt
ppmd_templates_BRNP2.rvt | TLTP3 - EQUIPMENT SCHEDULE | TRUE | JSN | JSN | TRUE | 8632cd76-2ab9-457d-8db7-39197de446a2 | EYN5Fj/ZfoGxAsbBQ1zsncKWGSIIiatpLLGwA8FiI0Y= | C:\Temp\vw\test data\ppmd_templates_BRNP2.rvt | A1086¦A5074¦A5081¦A5112¦A5140¦A5196¦A5207¦F2000¦P5350¦P9160¦P9401
ppmd_templates_BRNP2.rvt | TLTP3 - EQUIPMENT SCHEDULE | TRUE | Nomenclature | Nomenclature | TRUE | f004b755-1952-4a21-a1c1-98f41ef6a86c | EYN5Fj/ZfoGxAsbBQ1zsncKWGSIIiatpLLGwA8FiI0Y= | C:\Temp\vw\test data\ppmd_templates_BRNP2.rvt | Mirror, Psychiatric¦Dispenser, Soap, Psychiatric¦Dispenser, Paper Towel, Psychiatric¦Grab Bar, Psychiatric¦Hook, Garment, Security¦Dispenser, Toilet Tissue, Psychiatric¦Bar, Towel, 1" Diameter, SS, Surface Mntd, Psych¦Basket, Wastepaper, Round, Metal¦Shower, Patient, Psychiatric¦Lavatory, Vanity-top, Button Controlled, Psychiatric¦Toilet, Floor-mounted, Psychiatric
ppmd_templates_BRNP2.rvt | TLTP3 - EQUIPMENT SCHEDULE | TRUE | Qty | Count | FALSE |  | EYN5Fj/ZfoGxAsbBQ1zsncKWGSIIiatpLLGwA8FiI0Y= | C:\Temp\vw\test data\ppmd_templates_BRNP2.rvt | 1¦1¦1¦3¦1¦1¦1¦1¦1¦1¦1
ppmd_templates_BRNP2.rvt | TLTP3 - EQUIPMENT SCHEDULE | TRUE | Logistics¦AR | CAT_Army | TRUE | fa0e0053-bcc4-42e8-881f-6a4690f994c9 | EYN5Fj/ZfoGxAsbBQ1zsncKWGSIIiatpLLGwA8FiI0Y= | C:\Temp\vw\test data\ppmd_templates_BRNP2.rvt | A¦C¦A¦A¦A¦A¦A¦C¦A¦A¦A
ppmd_templates_BRNP2.rvt | TLTP3 - EQUIPMENT SCHEDULE | TRUE | Logistics¦NA | CAT_Navy | TRUE | 183e77a6-b75d-41a5-8f81-f6abfee236ec | EYN5Fj/ZfoGxAsbBQ1zsncKWGSIIiatpLLGwA8FiI0Y= | C:\Temp\vw\test data\ppmd_templates_BRNP2.rvt | A¦C¦A¦A¦A¦A¦A¦C¦A¦A¦A
ppmd_templates_BRNP2.rvt | TLTP3 - EQUIPMENT SCHEDULE | TRUE | Logistics¦AF | CAT_AF | TRUE | 053816d3-2f83-4e72-9b30-0a25ff75573f | EYN5Fj/ZfoGxAsbBQ1zsncKWGSIIiatpLLGwA8FiI0Y= | C:\Temp\vw\test data\ppmd_templates_BRNP2.rvt | A¦C¦A¦A¦A¦A¦A¦C¦A¦A¦A
ppmd_templates_BRNP2.rvt | TLTP3 - EQUIPMENT SCHEDULE | TRUE | Logistics¦VA | CAT_VA | TRUE | abab06e0-bc20-4958-a9a7-acf73c376614 | EYN5Fj/ZfoGxAsbBQ1zsncKWGSIIiatpLLGwA8FiI0Y= | C:\Temp\vw\test data\ppmd_templates_BRNP2.rvt | A¦C¦A¦A¦A¦A¦A¦C¦A¦A¦A
ppmd_templates_BRNP2.rvt | TLTP3 - EQUIPMENT SCHEDULE | TRUE | Utilities¦1 | UTIL_1_WaterDrain | TRUE | 594b780e-c62e-473b-9f66-4d3db2fa1b7f | EYN5Fj/ZfoGxAsbBQ1zsncKWGSIIiatpLLGwA8FiI0Y= | C:\Temp\vw\test data\ppmd_templates_BRNP2.rvt | -¦-¦-¦-¦-¦-¦-¦-¦D¦D¦-
ppmd_templates_BRNP2.rvt | TLTP3 - EQUIPMENT SCHEDULE | TRUE | Utilities¦2 | UTIL_2_Elec | TRUE | 28082216-138e-4a2f-9824-e96dbd7e3cd0 | EYN5Fj/ZfoGxAsbBQ1zsncKWGSIIiatpLLGwA8FiI0Y= | C:\Temp\vw\test data\ppmd_templates_BRNP2.rvt | -¦-¦-¦-¦-¦-¦-¦-¦-¦-¦-
ppmd_templates_BRNP2.rvt | TLTP3 - EQUIPMENT SCHEDULE | TRUE | Utilities¦3 | UTIL_3_MedGas | TRUE | 22af1ef2-54f0-4b6e-b40a-7064dfb8769c | EYN5Fj/ZfoGxAsbBQ1zsncKWGSIIiatpLLGwA8FiI0Y= | C:\Temp\vw\test data\ppmd_templates_BRNP2.rvt | -¦-¦-¦-¦-¦-¦-¦-¦-¦-¦-
ppmd_templates_BRNP2.rvt | TLTP3 - EQUIPMENT SCHEDULE | TRUE | Utilities¦4 | UTIL_4_MiscGas | TRUE | 745b8c3e-fd4a-4430-994a-d25826e1e484 | EYN5Fj/ZfoGxAsbBQ1zsncKWGSIIiatpLLGwA8FiI0Y= | C:\Temp\vw\test data\ppmd_templates_BRNP2.rvt | -¦-¦-¦-¦-¦-¦-¦-¦-¦-¦-
ppmd_templates_BRNP2.rvt | TLTP3 - EQUIPMENT SCHEDULE | TRUE | Utilities¦5 | UTIL_5_NonMedGas | TRUE | 323edf97-d058-44ef-a0fb-1836c80554d8 | EYN5Fj/ZfoGxAsbBQ1zsncKWGSIIiatpLLGwA8FiI0Y= | C:\Temp\vw\test data\ppmd_templates_BRNP2.rvt | -¦-¦-¦-¦-¦-¦-¦-¦-¦-¦-
ppmd_templates_BRNP2.rvt | TLTP3 - EQUIPMENT SCHEDULE | TRUE | Utilities¦6 | UTIL_6_Misc | TRUE | 38083e2d-8ba3-4868-9752-742b7a4a9586 | EYN5Fj/ZfoGxAsbBQ1zsncKWGSIIiatpLLGwA8FiI0Y= | C:\Temp\vw\test data\ppmd_templates_BRNP2.rvt | -¦-¦-¦-¦-¦-¦-¦-¦-¦-¦-
ppmd_templates_BRNP2.rvt | TLTP3 - INTERIOR DESIGN | FALSE | Floor Finish¦Preferred | Floor Finish | FALSE |  | EYN5Fj/ZfoGxAsbBQ1zsncKWGSIIiatpLLGwA8FiI0Y= | C:\Temp\vw\test data\ppmd_templates_BRNP2.rvt | CT
ppmd_templates_BRNP2.rvt | TLTP3 - INTERIOR DESIGN | FALSE | Floor Finish¦Alternate | Floor Finish2 | TRUE | 4030719d-a272-441a-8bfa-d5eb510a1687 | EYN5Fj/ZfoGxAsbBQ1zsncKWGSIIiatpLLGwA8FiI0Y= | C:\Temp\vw\test data\ppmd_templates_BRNP2.rvt | SSP
ppmd_templates_BRNP2.rvt | TLTP3 - INTERIOR DESIGN | FALSE | Wall Finish¦Preferred | Wall Finish | FALSE |  | EYN5Fj/ZfoGxAsbBQ1zsncKWGSIIiatpLLGwA8FiI0Y= | C:\Temp\vw\test data\ppmd_templates_BRNP2.rvt | GPT
ppmd_templates_BRNP2.rvt | TLTP3 - INTERIOR DESIGN | FALSE | Wall Finish¦Alternate | Wall Finish2 | TRUE | 5a49d499-57b3-4e1f-afc0-4c041c862be1 | EYN5Fj/ZfoGxAsbBQ1zsncKWGSIIiatpLLGwA8FiI0Y= | C:\Temp\vw\test data\ppmd_templates_BRNP2.rvt | GLG
ppmd_templates_BRNP2.rvt | TLTP3 - INTERIOR DESIGN | FALSE | Ceiling Finish¦Preferred | Ceiling Finish | FALSE |  | EYN5Fj/ZfoGxAsbBQ1zsncKWGSIIiatpLLGwA8FiI0Y= | C:\Temp\vw\test data\ppmd_templates_BRNP2.rvt | GPT
ppmd_templates_BRNP2.rvt | TLTP3 - INTERIOR DESIGN | FALSE | Ceiling Finish¦Alternate | Ceiling Finish2 | TRUE | acb31fd1-378b-4329-97b0-400ae39b5bc4 | EYN5Fj/ZfoGxAsbBQ1zsncKWGSIIiatpLLGwA8FiI0Y= | C:\Temp\vw\test data\ppmd_templates_BRNP2.rvt | GPT
ppmd_templates_BRNP2.rvt | TLTP3 - INTERIOR DESIGN | FALSE | Room Height¦ft - in | Ceiling_Hgt_IP | TRUE | 9f14ca4f-2465-4385-a17c-7aa549f64c09 | EYN5Fj/ZfoGxAsbBQ1zsncKWGSIIiatpLLGwA8FiI0Y= | C:\Temp\vw\test data\ppmd_templates_BRNP2.rvt | 8' - 0"
ppmd_templates_BRNP2.rvt | TLTP3 - INTERIOR DESIGN | FALSE | Room Noise¦Min NC | Noise_NC_MIN | TRUE | 8c49df6c-7d6b-49fd-9459-f57d0921d704 | EYN5Fj/ZfoGxAsbBQ1zsncKWGSIIiatpLLGwA8FiI0Y= | C:\Temp\vw\test data\ppmd_templates_BRNP2.rvt | 35
ppmd_templates_BRNP2.rvt | TLTP3 - INTERIOR DESIGN | FALSE | Room Noise¦Max NC | Noise_NC_MAX | TRUE | 629b571a-1c14-443c-b8e8-1130b5edb513 | EYN5Fj/ZfoGxAsbBQ1zsncKWGSIIiatpLLGwA8FiI0Y= | C:\Temp\vw\test data\ppmd_templates_BRNP2.rvt | 40
ppmd_templates_BRNP2.rvt | TLTP3 - INTERIOR DESIGN | FALSE | Room Noise¦SC | Noise_SC | TRUE | 44bf9cd1-070a-432c-87d9-26a3211cfe07 | EYN5Fj/ZfoGxAsbBQ1zsncKWGSIIiatpLLGwA8FiI0Y= | C:\Temp\vw\test data\ppmd_templates_BRNP2.rvt | 40
ppmd_templates_BRNP5.rvt | BRNP5 - DATA/TELEPHONE EQUIPMENT | FALSE | JSN | JSN | TRUE | 8632cd76-2ab9-457d-8db7-39197de446a2 | rjBeF1FZefcsFPr6SLW6vcrbUZcIs+B40XRCIgDddvE= | C:\Temp\vw\test data\ppmd_templates_BRNP5.rvt
ppmd_templates_BRNP5.rvt | BRNP5 - DATA/TELEPHONE EQUIPMENT | FALSE | Nomenclature | Nomenclature | TRUE | f004b755-1952-4a21-a1c1-98f41ef6a86c | rjBeF1FZefcsFPr6SLW6vcrbUZcIs+B40XRCIgDddvE= | C:\Temp\vw\test data\ppmd_templates_BRNP5.rvt
ppmd_templates_BRNP5.rvt | BRNP5 - DATA/TELEPHONE EQUIPMENT | FALSE | Qty | Count | FALSE |  | rjBeF1FZefcsFPr6SLW6vcrbUZcIs+B40XRCIgDddvE= | C:\Temp\vw\test data\ppmd_templates_BRNP5.rvt
ppmd_templates_BRNP5.rvt | BRNP5 - DATA/TELEPHONE EQUIPMENT | FALSE | Logistics¦AR | CAT_Army | TRUE | fa0e0053-bcc4-42e8-881f-6a4690f994c9 | rjBeF1FZefcsFPr6SLW6vcrbUZcIs+B40XRCIgDddvE= | C:\Temp\vw\test data\ppmd_templates_BRNP5.rvt
ppmd_templates_BRNP5.rvt | BRNP5 - DATA/TELEPHONE EQUIPMENT | FALSE | Logistics¦NA | CAT_Navy | TRUE | 183e77a6-b75d-41a5-8f81-f6abfee236ec | rjBeF1FZefcsFPr6SLW6vcrbUZcIs+B40XRCIgDddvE= | C:\Temp\vw\test data\ppmd_templates_BRNP5.rvt
ppmd_templates_BRNP5.rvt | BRNP5 - DATA/TELEPHONE EQUIPMENT | FALSE | Logistics¦AF | CAT_AF | TRUE | 053816d3-2f83-4e72-9b30-0a25ff75573f | rjBeF1FZefcsFPr6SLW6vcrbUZcIs+B40XRCIgDddvE= | C:\Temp\vw\test data\ppmd_templates_BRNP5.rvt
ppmd_templates_BRNP5.rvt | BRNP5 - DATA/TELEPHONE EQUIPMENT | FALSE | Logistics¦VA | CAT_VA | TRUE | abab06e0-bc20-4958-a9a7-acf73c376614 | rjBeF1FZefcsFPr6SLW6vcrbUZcIs+B40XRCIgDddvE= | C:\Temp\vw\test data\ppmd_templates_BRNP5.rvt
ppmd_templates_BRNP5.rvt | BRNP5 - DOOR SCHEDULE | FALSE | Mark | Construction Type | FALSE |  | rjBeF1FZefcsFPr6SLW6vcrbUZcIs+B40XRCIgDddvE= | C:\Temp\vw\test data\ppmd_templates_BRNP5.rvt | A¦B¦F
ppmd_templates_BRNP5.rvt | BRNP5 - DOOR SCHEDULE | FALSE | Type | Family | FALSE |  | rjBeF1FZefcsFPr6SLW6vcrbUZcIs+B40XRCIgDddvE= | C:\Temp\vw\test data\ppmd_templates_BRNP5.rvt | Single-Flush¦Single-Flush¦Single-Flush Vision
ppmd_templates_BRNP5.rvt | BRNP5 - DOOR SCHEDULE | FALSE | Count | Count | FALSE |  | rjBeF1FZefcsFPr6SLW6vcrbUZcIs+B40XRCIgDddvE= | C:\Temp\vw\test data\ppmd_templates_BRNP5.rvt | 1¦2¦2
ppmd_templates_BRNP5.rvt | BRNP5 - DOOR SCHEDULE | FALSE | Height¦ft - in | Height | FALSE |  | rjBeF1FZefcsFPr6SLW6vcrbUZcIs+B40XRCIgDddvE= | C:\Temp\vw\test data\ppmd_templates_BRNP5.rvt | 7' - 0"¦7' - 0"¦7' - 0"
ppmd_templates_BRNP5.rvt | BRNP5 - DOOR SCHEDULE | FALSE | Width¦ft - in | Width | FALSE |  | rjBeF1FZefcsFPr6SLW6vcrbUZcIs+B40XRCIgDddvE= | C:\Temp\vw\test data\ppmd_templates_BRNP5.rvt | 3' - 0"¦3' - 6"¦3' - 6"
ppmd_templates_BRNP5.rvt | BRNP5 - DOOR SCHEDULE | FALSE | Notes | Type Comments | FALSE |  | rjBeF1FZefcsFPr6SLW6vcrbUZcIs+B40XRCIgDddvE= | C:\Temp\vw\test data\ppmd_templates_BRNP5.rvt
ppmd_templates_BRNP5.rvt | BRNP5 - ELECTRICAL DESIGN | FALSE | Lighting¦LUX1 | Light_Level_LUX | TRUE | fc853981-f613-4f05-81bd-e48fb947424b | rjBeF1FZefcsFPr6SLW6vcrbUZcIs+B40XRCIgDddvE= | C:\Temp\vw\test data\ppmd_templates_BRNP5.rvt | 100¦200¦300
ppmd_templates_BRNP5.rvt | BRNP5 - ELECTRICAL DESIGN | FALSE | Lighting¦Footcandles1 | Light_Level_FC | FALSE |  | rjBeF1FZefcsFPr6SLW6vcrbUZcIs+B40XRCIgDddvE= | C:\Temp\vw\test data\ppmd_templates_BRNP5.rvt | 9¦19¦28
ppmd_templates_BRNP5.rvt | BRNP5 - ELECTRICAL DESIGN | FALSE | Lighting¦LUX2 | Light_Level_LUX2 | TRUE | 172f1cff-58cc-41cd-b888-0e7a81d2bf40 | rjBeF1FZefcsFPr6SLW6vcrbUZcIs+B40XRCIgDddvE= | C:\Temp\vw\test data\ppmd_templates_BRNP5.rvt | 300
ppmd_templates_BRNP5.rvt | BRNP5 - ELECTRICAL DESIGN | FALSE | Lighting¦Footcandles2 | Light_Level_FC2 | FALSE |  | rjBeF1FZefcsFPr6SLW6vcrbUZcIs+B40XRCIgDddvE= | C:\Temp\vw\test data\ppmd_templates_BRNP5.rvt | 28
ppmd_templates_BRNP5.rvt | BRNP5 - ELECTRICAL DESIGN | FALSE | Lighting¦Notes | Light_Notes | TRUE | a36245ac-ea57-45c2-bac5-bed4d04a4f78 | rjBeF1FZefcsFPr6SLW6vcrbUZcIs+B40XRCIgDddvE= | C:\Temp\vw\test data\ppmd_templates_BRNP5.rvt | C¦¦-
ppmd_templates_BRNP5.rvt | BRNP5 - ELECTRICAL DESIGN | FALSE | Lighting¦Notes2 | Light_Notes2 | TRUE | 6d0b4891-ce4c-45f8-9560-387866098a10 | rjBeF1FZefcsFPr6SLW6vcrbUZcIs+B40XRCIgDddvE= | C:\Temp\vw\test data\ppmd_templates_BRNP5.rvt | -¦¦-
ppmd_templates_BRNP5.rvt | BRNP5 - ELECTRICAL DESIGN | FALSE | Essential Power¦% Power | ES_Power% | TRUE | 7cbfe71a-865f-4cf4-b400-c67e3939439b | rjBeF1FZefcsFPr6SLW6vcrbUZcIs+B40XRCIgDddvE= | C:\Temp\vw\test data\ppmd_templates_BRNP5.rvt | -¦¦-
ppmd_templates_BRNP5.rvt | BRNP5 - ELECTRICAL DESIGN | FALSE | Essential Power¦% Light | ES_Light% | TRUE | af00a8bb-40cb-434a-a7e5-b4140f3c844f | rjBeF1FZefcsFPr6SLW6vcrbUZcIs+B40XRCIgDddvE= | C:\Temp\vw\test data\ppmd_templates_BRNP5.rvt | -¦¦-
ppmd_templates_BRNP5.rvt | BRNP5 - ELECTRICAL DESIGN | FALSE | Essential Power¦Notes | ES_Notes | TRUE | 0c3ae867-1060-40b5-bb68-261d16a167a0 | rjBeF1FZefcsFPr6SLW6vcrbUZcIs+B40XRCIgDddvE= | C:\Temp\vw\test data\ppmd_templates_BRNP5.rvt | -¦¦-
ppmd_templates_BRNP5.rvt | BRNP5 - EQUIPMENT SCHEDULE | TRUE | JSN | JSN | TRUE | 8632cd76-2ab9-457d-8db7-39197de446a2 | rjBeF1FZefcsFPr6SLW6vcrbUZcIs+B40XRCIgDddvE= | C:\Temp\vw\test data\ppmd_templates_BRNP5.rvt | A6025¦M7011
ppmd_templates_BRNP5.rvt | BRNP5 - EQUIPMENT SCHEDULE | TRUE | Nomenclature | Nomenclature | TRUE | f004b755-1952-4a21-a1c1-98f41ef6a86c | rjBeF1FZefcsFPr6SLW6vcrbUZcIs+B40XRCIgDddvE= | C:\Temp\vw\test data\ppmd_templates_BRNP5.rvt | Mirror, Safety, Convex¦Bed, Platform, Without Visible Legs, Psychiatric
ppmd_templates_BRNP5.rvt | BRNP5 - EQUIPMENT SCHEDULE | TRUE | Qty | Count | FALSE |  | rjBeF1FZefcsFPr6SLW6vcrbUZcIs+B40XRCIgDddvE= | C:\Temp\vw\test data\ppmd_templates_BRNP5.rvt | 2¦2
ppmd_templates_BRNP5.rvt | BRNP5 - EQUIPMENT SCHEDULE | TRUE | Logistics¦AR | CAT_Army | TRUE | fa0e0053-bcc4-42e8-881f-6a4690f994c9 | rjBeF1FZefcsFPr6SLW6vcrbUZcIs+B40XRCIgDddvE= | C:\Temp\vw\test data\ppmd_templates_BRNP5.rvt | C¦C
ppmd_templates_BRNP5.rvt | BRNP5 - EQUIPMENT SCHEDULE | TRUE | Logistics¦NA | CAT_Navy | TRUE | 183e77a6-b75d-41a5-8f81-f6abfee236ec | rjBeF1FZefcsFPr6SLW6vcrbUZcIs+B40XRCIgDddvE= | C:\Temp\vw\test data\ppmd_templates_BRNP5.rvt | C¦C
ppmd_templates_BRNP5.rvt | BRNP5 - EQUIPMENT SCHEDULE | TRUE | Logistics¦AF | CAT_AF | TRUE | 053816d3-2f83-4e72-9b30-0a25ff75573f | rjBeF1FZefcsFPr6SLW6vcrbUZcIs+B40XRCIgDddvE= | C:\Temp\vw\test data\ppmd_templates_BRNP5.rvt | C¦C
ppmd_templates_BRNP5.rvt | BRNP5 - EQUIPMENT SCHEDULE | TRUE | Logistics¦VA | CAT_VA | TRUE | abab06e0-bc20-4958-a9a7-acf73c376614 | rjBeF1FZefcsFPr6SLW6vcrbUZcIs+B40XRCIgDddvE= | C:\Temp\vw\test data\ppmd_templates_BRNP5.rvt | C¦C
ppmd_templates_BRNP5.rvt | BRNP5 - EQUIPMENT SCHEDULE | TRUE | Utilities¦1 | UTIL_1_WaterDrain | TRUE | 594b780e-c62e-473b-9f66-4d3db2fa1b7f | rjBeF1FZefcsFPr6SLW6vcrbUZcIs+B40XRCIgDddvE= | C:\Temp\vw\test data\ppmd_templates_BRNP5.rvt | -¦-
ppmd_templates_BRNP5.rvt | BRNP5 - EQUIPMENT SCHEDULE | TRUE | Utilities¦2 | UTIL_2_Elec | TRUE | 28082216-138e-4a2f-9824-e96dbd7e3cd0 | rjBeF1FZefcsFPr6SLW6vcrbUZcIs+B40XRCIgDddvE= | C:\Temp\vw\test data\ppmd_templates_BRNP5.rvt | -¦-
ppmd_templates_BRNP5.rvt | BRNP5 - EQUIPMENT SCHEDULE | TRUE | Utilities¦3 | UTIL_3_MedGas | TRUE | 22af1ef2-54f0-4b6e-b40a-7064dfb8769c | rjBeF1FZefcsFPr6SLW6vcrbUZcIs+B40XRCIgDddvE= | C:\Temp\vw\test data\ppmd_templates_BRNP5.rvt | -¦-
ppmd_templates_BRNP5.rvt | BRNP5 - EQUIPMENT SCHEDULE | TRUE | Utilities¦4 | UTIL_4_MiscGas | TRUE | 745b8c3e-fd4a-4430-994a-d25826e1e484 | rjBeF1FZefcsFPr6SLW6vcrbUZcIs+B40XRCIgDddvE= | C:\Temp\vw\test data\ppmd_templates_BRNP5.rvt | -¦-
ppmd_templates_BRNP5.rvt | BRNP5 - EQUIPMENT SCHEDULE | TRUE | Utilities¦5 | UTIL_5_NonMedGas | TRUE | 323edf97-d058-44ef-a0fb-1836c80554d8 | rjBeF1FZefcsFPr6SLW6vcrbUZcIs+B40XRCIgDddvE= | C:\Temp\vw\test data\ppmd_templates_BRNP5.rvt | -¦-
ppmd_templates_BRNP5.rvt | BRNP5 - EQUIPMENT SCHEDULE | TRUE | Utilities¦6 | UTIL_6_Misc | TRUE | 38083e2d-8ba3-4868-9752-742b7a4a9586 | rjBeF1FZefcsFPr6SLW6vcrbUZcIs+B40XRCIgDddvE= | C:\Temp\vw\test data\ppmd_templates_BRNP5.rvt | -¦-
ppmd_templates_BRNP5.rvt | BRNP5 - INTERIOR DESIGN | FALSE | Floor Finish¦Preferred | Floor Finish | FALSE |  | rjBeF1FZefcsFPr6SLW6vcrbUZcIs+B40XRCIgDddvE= | C:\Temp\vw\test data\ppmd_templates_BRNP5.rvt | VT
ppmd_templates_BRNP5.rvt | BRNP5 - INTERIOR DESIGN | FALSE | Floor Finish¦Alternate | Floor Finish2 | TRUE | 4030719d-a272-441a-8bfa-d5eb510a1687 | rjBeF1FZefcsFPr6SLW6vcrbUZcIs+B40XRCIgDddvE= | C:\Temp\vw\test data\ppmd_templates_BRNP5.rvt | UT
ppmd_templates_BRNP5.rvt | BRNP5 - INTERIOR DESIGN | FALSE | Wall Finish¦Preferred | Wall Finish | FALSE |  | rjBeF1FZefcsFPr6SLW6vcrbUZcIs+B40XRCIgDddvE= | C:\Temp\vw\test data\ppmd_templates_BRNP5.rvt | GPT
ppmd_templates_BRNP5.rvt | BRNP5 - INTERIOR DESIGN | FALSE | Wall Finish¦Alternate | Wall Finish2 | TRUE | 5a49d499-57b3-4e1f-afc0-4c041c862be1 | rjBeF1FZefcsFPr6SLW6vcrbUZcIs+B40XRCIgDddvE= | C:\Temp\vw\test data\ppmd_templates_BRNP5.rvt | -
ppmd_templates_BRNP5.rvt | BRNP5 - INTERIOR DESIGN | FALSE | Ceiling Finish¦Preferred | Ceiling Finish | FALSE |  | rjBeF1FZefcsFPr6SLW6vcrbUZcIs+B40XRCIgDddvE= | C:\Temp\vw\test data\ppmd_templates_BRNP5.rvt | GPT
ppmd_templates_BRNP5.rvt | BRNP5 - INTERIOR DESIGN | FALSE | Ceiling Finish¦Alternate | Ceiling Finish2 | TRUE | acb31fd1-378b-4329-97b0-400ae39b5bc4 | rjBeF1FZefcsFPr6SLW6vcrbUZcIs+B40XRCIgDddvE= | C:\Temp\vw\test data\ppmd_templates_BRNP5.rvt | -
ppmd_templates_BRNP5.rvt | BRNP5 - INTERIOR DESIGN | FALSE | Room Height¦ft - in | Ceiling_Hgt_IP | TRUE | 9f14ca4f-2465-4385-a17c-7aa549f64c09 | rjBeF1FZefcsFPr6SLW6vcrbUZcIs+B40XRCIgDddvE= | C:\Temp\vw\test data\ppmd_templates_BRNP5.rvt | 8' - 6"
ppmd_templates_BRNP5.rvt | BRNP5 - INTERIOR DESIGN | FALSE | Room Noise¦Min NC | Noise_NC_MIN | TRUE | 8c49df6c-7d6b-49fd-9459-f57d0921d704 | rjBeF1FZefcsFPr6SLW6vcrbUZcIs+B40XRCIgDddvE= | C:\Temp\vw\test data\ppmd_templates_BRNP5.rvt | 35
ppmd_templates_BRNP5.rvt | BRNP5 - INTERIOR DESIGN | FALSE | Room Noise¦Max NC | Noise_NC_MAX | TRUE | 629b571a-1c14-443c-b8e8-1130b5edb513 | rjBeF1FZefcsFPr6SLW6vcrbUZcIs+B40XRCIgDddvE= | C:\Temp\vw\test data\ppmd_templates_BRNP5.rvt | 40
ppmd_templates_BRNP5.rvt | BRNP5 - INTERIOR DESIGN | FALSE | Room Noise¦SC | Noise_SC | TRUE | 44bf9cd1-070a-432c-87d9-26a3211cfe07 | rjBeF1FZefcsFPr6SLW6vcrbUZcIs+B40XRCIgDddvE= | C:\Temp\vw\test data\ppmd_templates_BRNP5.rvt | 40
ppmd_templates_BRNP5.rvt | BRNP5 - MECHANICAL DESIGN | FALSE | Air Balance | Air_Balance | TRUE | 587b3cf9-4450-4d95-b8ef-0e93665dbd91 | rjBeF1FZefcsFPr6SLW6vcrbUZcIs+B40XRCIgDddvE= | C:\Temp\vw\test data\ppmd_templates_BRNP5.rvt | 0
ppmd_templates_BRNP5.rvt | BRNP5 - MECHANICAL DESIGN | FALSE | Air Changes Total | Air_Changes_Total | TRUE | 3988d7f3-0f28-4410-866c-5bc65e1d842a | rjBeF1FZefcsFPr6SLW6vcrbUZcIs+B40XRCIgDddvE= | C:\Temp\vw\test data\ppmd_templates_BRNP5.rvt | 6
ppmd_templates_BRNP5.rvt | BRNP5 - MECHANICAL DESIGN | FALSE | Air Changes OA | Air_Changes_OA | TRUE | b7af949f-3b64-4f85-9391-d9f17dcaad1e | rjBeF1FZefcsFPr6SLW6vcrbUZcIs+B40XRCIgDddvE= | C:\Temp\vw\test data\ppmd_templates_BRNP5.rvt | 2
ppmd_templates_BRNP5.rvt | BRNP5 - MECHANICAL DESIGN | FALSE | 100% Exhaust Air | Exhaust_Air_100% | TRUE | 62b97784-583b-47d5-90a3-a90bbb961b6e | rjBeF1FZefcsFPr6SLW6vcrbUZcIs+B40XRCIgDddvE= | C:\Temp\vw\test data\ppmd_templates_BRNP5.rvt | -
ppmd_templates_BRNP5.rvt | BRNP5 - MECHANICAL DESIGN | FALSE | Summer Temp¦F | Temp_Summer_F | TRUE | 1cbf6964-bd0f-4852-b367-ef4828e2e2cc | rjBeF1FZefcsFPr6SLW6vcrbUZcIs+B40XRCIgDddvE= | C:\Temp\vw\test data\ppmd_templates_BRNP5.rvt | 75
ppmd_templates_BRNP5.rvt | BRNP5 - MECHANICAL DESIGN | FALSE | Summer Temp¦C | Temp_Summer_C | FALSE |  | rjBeF1FZefcsFPr6SLW6vcrbUZcIs+B40XRCIgDddvE= | C:\Temp\vw\test data\ppmd_templates_BRNP5.rvt | 24
ppmd_templates_BRNP5.rvt | BRNP5 - MECHANICAL DESIGN | FALSE | Summer Temp¦Note | Temp_Summer_Note | TRUE | 6248fa3c-bb43-4e1c-91bb-60e102e573b7 | rjBeF1FZefcsFPr6SLW6vcrbUZcIs+B40XRCIgDddvE= | C:\Temp\vw\test data\ppmd_templates_BRNP5.rvt
ppmd_templates_BRNP5.rvt | BRNP5 - MECHANICAL DESIGN | FALSE | Winter Temp¦F | Temp_Winter_F | TRUE | b4f9888f-41ad-47ef-a6af-145b3de732c9 | rjBeF1FZefcsFPr6SLW6vcrbUZcIs+B40XRCIgDddvE= | C:\Temp\vw\test data\ppmd_templates_BRNP5.rvt | 75
ppmd_templates_BRNP5.rvt | BRNP5 - MECHANICAL DESIGN | FALSE | Winter Temp¦C | Temp_Winter_C | FALSE |  | rjBeF1FZefcsFPr6SLW6vcrbUZcIs+B40XRCIgDddvE= | C:\Temp\vw\test data\ppmd_templates_BRNP5.rvt | 24
ppmd_templates_BRNP5.rvt | BRNP5 - MECHANICAL DESIGN | FALSE | Winter Temp¦Note | Temp_Winter_Note | TRUE | aacd83fc-f530-464e-b089-01667d3c52cd | rjBeF1FZefcsFPr6SLW6vcrbUZcIs+B40XRCIgDddvE= | C:\Temp\vw\test data\ppmd_templates_BRNP5.rvt
ppmd_templates_BRNP5.rvt | BRNP5 - MECHANICAL DESIGN | FALSE | Max Relative Humidity | Relative_Humidity | TRUE | 36ead6c1-4384-4a65-8654-06a60aef94cb | rjBeF1FZefcsFPr6SLW6vcrbUZcIs+B40XRCIgDddvE= | C:\Temp\vw\test data\ppmd_templates_BRNP5.rvt | -
ppmd_templates_BRNP5.rvt | BRNP5 - MECHANICAL DESIGN | FALSE | Filtration¦Interm % | Filtration_Inter_% | TRUE | 4f03ad65-f905-419e-a0cf-8f58fe921fbc | rjBeF1FZefcsFPr6SLW6vcrbUZcIs+B40XRCIgDddvE= | C:\Temp\vw\test data\ppmd_templates_BRNP5.rvt | 14
ppmd_templates_BRNP5.rvt | BRNP5 - MECHANICAL DESIGN | FALSE | Filtration¦Final % | Filtration_Final_% | TRUE | cc736e5f-46f5-476a-8d0a-ceb32d8d4e5a | rjBeF1FZefcsFPr6SLW6vcrbUZcIs+B40XRCIgDddvE= | C:\Temp\vw\test data\ppmd_templates_BRNP5.rvt | -
ppmd_templates_BRNP5.rvt | BRNP5 - MECHANICAL DESIGN | FALSE | Notes | Mech_Notes | TRUE | a32df790-0ab9-4c4a-b19c-511c2eef6d56 | rjBeF1FZefcsFPr6SLW6vcrbUZcIs+B40XRCIgDddvE= | C:\Temp\vw\test data\ppmd_templates_BRNP5.rvt | F
ppmd_templates_BRNP5.rvt | BRNP5 - MEDICAL GAS DESIGN | FALSE | MCA | MedGas_MCA | TRUE | 3b23ea7f-b9f1-4749-8a2b-eb6a4fab4cdc | rjBeF1FZefcsFPr6SLW6vcrbUZcIs+B40XRCIgDddvE= | C:\Temp\vw\test data\ppmd_templates_BRNP5.rvt | -
ppmd_templates_BRNP5.rvt | BRNP5 - MEDICAL GAS DESIGN | FALSE | DCA | MedGas_DCA | TRUE | 20dc9c73-7465-4e8a-8300-4a8b5a46a91c | rjBeF1FZefcsFPr6SLW6vcrbUZcIs+B40XRCIgDddvE= | C:\Temp\vw\test data\ppmd_templates_BRNP5.rvt | -
ppmd_templates_BRNP5.rvt | BRNP5 - MEDICAL GAS DESIGN | FALSE | LA | MedGas_LA | TRUE | 99801083-d820-4c5f-ad07-ab168e1bbda0 | rjBeF1FZefcsFPr6SLW6vcrbUZcIs+B40XRCIgDddvE= | C:\Temp\vw\test data\ppmd_templates_BRNP5.rvt | -
ppmd_templates_BRNP5.rvt | BRNP5 - MEDICAL GAS DESIGN | FALSE | PA | MedGas_PA | TRUE | 55793ba6-1647-428e-86f6-5ce4153c7f2e | rjBeF1FZefcsFPr6SLW6vcrbUZcIs+B40XRCIgDddvE= | C:\Temp\vw\test data\ppmd_templates_BRNP5.rvt | -
ppmd_templates_BRNP5.rvt | BRNP5 - MEDICAL GAS DESIGN | FALSE | MV | MedGas_MV | TRUE | 0a0bec6d-9172-4a2c-9fb3-7616a08f677a | rjBeF1FZefcsFPr6SLW6vcrbUZcIs+B40XRCIgDddvE= | C:\Temp\vw\test data\ppmd_templates_BRNP5.rvt | -
ppmd_templates_BRNP5.rvt | BRNP5 - MEDICAL GAS DESIGN | FALSE | DHV | MedGas_DHV | TRUE | 79779898-9917-494b-a027-0013b44e14f1 | rjBeF1FZefcsFPr6SLW6vcrbUZcIs+B40XRCIgDddvE= | C:\Temp\vw\test data\ppmd_templates_BRNP5.rvt | -
ppmd_templates_BRNP5.rvt | BRNP5 - MEDICAL GAS DESIGN | FALSE | DLV | MedGas_DLV | TRUE | bcdcef93-2e56-440a-a8f7-e9973eadba59 | rjBeF1FZefcsFPr6SLW6vcrbUZcIs+B40XRCIgDddvE= | C:\Temp\vw\test data\ppmd_templates_BRNP5.rvt | -
ppmd_templates_BRNP5.rvt | BRNP5 - MEDICAL GAS DESIGN | FALSE | LDE | MedGas_LDE | TRUE | cc6496eb-fa04-4455-81d4-1dfb1e6aaa52 | rjBeF1FZefcsFPr6SLW6vcrbUZcIs+B40XRCIgDddvE= | C:\Temp\vw\test data\ppmd_templates_BRNP5.rvt | -
ppmd_templates_BRNP5.rvt | BRNP5 - MEDICAL GAS DESIGN | FALSE | OX | MedGas_OX | TRUE | 59f6c2e0-639e-4476-adf0-a5c19b1199db | rjBeF1FZefcsFPr6SLW6vcrbUZcIs+B40XRCIgDddvE= | C:\Temp\vw\test data\ppmd_templates_BRNP5.rvt | -
ppmd_templates_BRNP5.rvt | BRNP5 - MEDICAL GAS DESIGN | FALSE | NO | MedGas_NO | TRUE | 1f31b342-99ad-494b-90ce-f27b8fc04b75 | rjBeF1FZefcsFPr6SLW6vcrbUZcIs+B40XRCIgDddvE= | C:\Temp\vw\test data\ppmd_templates_BRNP5.rvt | -
ppmd_templates_BRNP5.rvt | BRNP5 - MEDICAL GAS DESIGN | FALSE | NI | MedGas_NI | TRUE | ea24567d-1f4e-45f9-907f-a79ef8b323b1 | rjBeF1FZefcsFPr6SLW6vcrbUZcIs+B40XRCIgDddvE= | C:\Temp\vw\test data\ppmd_templates_BRNP5.rvt | -
ppmd_templates_BRNP5.rvt | BRNP5 - MEDICAL GAS DESIGN | FALSE | WAGD | MedGas_WAGD | TRUE | 1aa3572e-5073-44b4-acb3-ff8739230b69 | rjBeF1FZefcsFPr6SLW6vcrbUZcIs+B40XRCIgDddvE= | C:\Temp\vw\test data\ppmd_templates_BRNP5.rvt | -
ppmd_templates_BRNP5.rvt | BRNP5 - MEDICAL GAS DESIGN | FALSE | Notes1 | MedGas_Notes | TRUE | 69d1283f-21ef-46f3-9ebb-e36d00ef4da3 | rjBeF1FZefcsFPr6SLW6vcrbUZcIs+B40XRCIgDddvE= | C:\Temp\vw\test data\ppmd_templates_BRNP5.rvt | -
ppmd_templates_BRNP5.rvt | BRNP5 - MEDICAL GAS DESIGN | FALSE | Notes2 | MedGas_Notes2 | TRUE | 867f4341-094b-4cc7-b128-8c28392e09cd | rjBeF1FZefcsFPr6SLW6vcrbUZcIs+B40XRCIgDddvE= | C:\Temp\vw\test data\ppmd_templates_BRNP5.rvt
ppmd_templates_BRNP5.rvt | BRNP5 - STRUCTURAL DESIGN | FALSE | Structural Load¦psf | Str_FloorLoad_psf | TRUE | 654b90c9-d71e-4bcd-9f27-a1532becca95 | rjBeF1FZefcsFPr6SLW6vcrbUZcIs+B40XRCIgDddvE= | C:\Temp\vw\test data\ppmd_templates_BRNP5.rvt | 60
ppmd_templates_BRNP5.rvt | BRNP5 - STRUCTURAL DESIGN | FALSE | Structural Load¦kPA | Str_FloorLoad_kPA | FALSE |  | rjBeF1FZefcsFPr6SLW6vcrbUZcIs+B40XRCIgDddvE= | C:\Temp\vw\test data\ppmd_templates_BRNP5.rvt | 3
ppmd_templates_BRNP5.rvt | BRNP5 - STRUCTURAL DESIGN | FALSE | Notes | Str_Notes | TRUE | 509b36e6-cf53-4158-b357-61e3cedd6faa | rjBeF1FZefcsFPr6SLW6vcrbUZcIs+B40XRCIgDddvE= | C:\Temp\vw\test data\ppmd_templates_BRNP5.rvt
ppmd_templates_BRNP5.rvt | BRNP6 - EQUIPMENT SCHEDULE | TRUE | JSN | JSN | TRUE | 8632cd76-2ab9-457d-8db7-39197de446a2 | rjBeF1FZefcsFPr6SLW6vcrbUZcIs+B40XRCIgDddvE= | C:\Temp\vw\test data\ppmd_templates_BRNP5.rvt | A1086¦A5074¦A5081¦F2000¦P9160
ppmd_templates_BRNP5.rvt | BRNP6 - EQUIPMENT SCHEDULE | TRUE | Nomenclature | Nomenclature | TRUE | f004b755-1952-4a21-a1c1-98f41ef6a86c | rjBeF1FZefcsFPr6SLW6vcrbUZcIs+B40XRCIgDddvE= | C:\Temp\vw\test data\ppmd_templates_BRNP5.rvt | Mirror, Psychiatric¦Dispenser, Soap, Psychiatric¦Dispenser, Paper Towel, Psychiatric¦Basket, Wastepaper, Round, Metal¦Lavatory, Vanity-top, Button Controlled, Psychiatric
ppmd_templates_BRNP5.rvt | BRNP6 - EQUIPMENT SCHEDULE | TRUE | Qty | Count | FALSE |  | rjBeF1FZefcsFPr6SLW6vcrbUZcIs+B40XRCIgDddvE= | C:\Temp\vw\test data\ppmd_templates_BRNP5.rvt | 1¦1¦1¦1¦1
ppmd_templates_BRNP5.rvt | BRNP6 - EQUIPMENT SCHEDULE | TRUE | Logistics¦AR | CAT_Army | TRUE | fa0e0053-bcc4-42e8-881f-6a4690f994c9 | rjBeF1FZefcsFPr6SLW6vcrbUZcIs+B40XRCIgDddvE= | C:\Temp\vw\test data\ppmd_templates_BRNP5.rvt | A¦C¦A¦C¦A
ppmd_templates_BRNP5.rvt | BRNP6 - EQUIPMENT SCHEDULE | TRUE | Logistics¦NA | CAT_Navy | TRUE | 183e77a6-b75d-41a5-8f81-f6abfee236ec | rjBeF1FZefcsFPr6SLW6vcrbUZcIs+B40XRCIgDddvE= | C:\Temp\vw\test data\ppmd_templates_BRNP5.rvt | A¦C¦A¦C¦A
ppmd_templates_BRNP5.rvt | BRNP6 - EQUIPMENT SCHEDULE | TRUE | Logistics¦AF | CAT_AF | TRUE | 053816d3-2f83-4e72-9b30-0a25ff75573f | rjBeF1FZefcsFPr6SLW6vcrbUZcIs+B40XRCIgDddvE= | C:\Temp\vw\test data\ppmd_templates_BRNP5.rvt | A¦C¦A¦C¦A
ppmd_templates_BRNP5.rvt | BRNP6 - EQUIPMENT SCHEDULE | TRUE | Logistics¦VA | CAT_VA | TRUE | abab06e0-bc20-4958-a9a7-acf73c376614 | rjBeF1FZefcsFPr6SLW6vcrbUZcIs+B40XRCIgDddvE= | C:\Temp\vw\test data\ppmd_templates_BRNP5.rvt | A¦C¦A¦C¦A
ppmd_templates_BRNP5.rvt | BRNP6 - EQUIPMENT SCHEDULE | TRUE | Utilities¦1 | UTIL_1_WaterDrain | TRUE | 594b780e-c62e-473b-9f66-4d3db2fa1b7f | rjBeF1FZefcsFPr6SLW6vcrbUZcIs+B40XRCIgDddvE= | C:\Temp\vw\test data\ppmd_templates_BRNP5.rvt | -¦-¦-¦-¦D
ppmd_templates_BRNP5.rvt | BRNP6 - EQUIPMENT SCHEDULE | TRUE | Utilities¦2 | UTIL_2_Elec | TRUE | 28082216-138e-4a2f-9824-e96dbd7e3cd0 | rjBeF1FZefcsFPr6SLW6vcrbUZcIs+B40XRCIgDddvE= | C:\Temp\vw\test data\ppmd_templates_BRNP5.rvt | -¦-¦-¦-¦-
ppmd_templates_BRNP5.rvt | BRNP6 - EQUIPMENT SCHEDULE | TRUE | Utilities¦3 | UTIL_3_MedGas | TRUE | 22af1ef2-54f0-4b6e-b40a-7064dfb8769c | rjBeF1FZefcsFPr6SLW6vcrbUZcIs+B40XRCIgDddvE= | C:\Temp\vw\test data\ppmd_templates_BRNP5.rvt | -¦-¦-¦-¦-
ppmd_templates_BRNP5.rvt | BRNP6 - EQUIPMENT SCHEDULE | TRUE | Utilities¦4 | UTIL_4_MiscGas | TRUE | 745b8c3e-fd4a-4430-994a-d25826e1e484 | rjBeF1FZefcsFPr6SLW6vcrbUZcIs+B40XRCIgDddvE= | C:\Temp\vw\test data\ppmd_templates_BRNP5.rvt | -¦-¦-¦-¦-
ppmd_templates_BRNP5.rvt | BRNP6 - EQUIPMENT SCHEDULE | TRUE | Utilities¦5 | UTIL_5_NonMedGas | TRUE | 323edf97-d058-44ef-a0fb-1836c80554d8 | rjBeF1FZefcsFPr6SLW6vcrbUZcIs+B40XRCIgDddvE= | C:\Temp\vw\test data\ppmd_templates_BRNP5.rvt | -¦-¦-¦-¦-
ppmd_templates_BRNP5.rvt | BRNP6 - EQUIPMENT SCHEDULE | TRUE | Utilities¦6 | UTIL_6_Misc | TRUE | 38083e2d-8ba3-4868-9752-742b7a4a9586 | rjBeF1FZefcsFPr6SLW6vcrbUZcIs+B40XRCIgDddvE= | C:\Temp\vw\test data\ppmd_templates_BRNP5.rvt | -¦-¦-¦-¦-
ppmd_templates_BRNP5.rvt | BRNP6 - INTERIOR DESIGN | FALSE | Floor Finish¦Preferred | Floor Finish | FALSE |  | rjBeF1FZefcsFPr6SLW6vcrbUZcIs+B40XRCIgDddvE= | C:\Temp\vw\test data\ppmd_templates_BRNP5.rvt | VT
ppmd_templates_BRNP5.rvt | BRNP6 - INTERIOR DESIGN | FALSE | Floor Finish¦Alternate | Floor Finish2 | TRUE | 4030719d-a272-441a-8bfa-d5eb510a1687 | rjBeF1FZefcsFPr6SLW6vcrbUZcIs+B40XRCIgDddvE= | C:\Temp\vw\test data\ppmd_templates_BRNP5.rvt | UT
ppmd_templates_BRNP5.rvt | BRNP6 - INTERIOR DESIGN | FALSE | Wall Finish¦Preferred | Wall Finish | FALSE |  | rjBeF1FZefcsFPr6SLW6vcrbUZcIs+B40XRCIgDddvE= | C:\Temp\vw\test data\ppmd_templates_BRNP5.rvt | GPT
ppmd_templates_BRNP5.rvt | BRNP6 - INTERIOR DESIGN | FALSE | Wall Finish¦Alternate | Wall Finish2 | TRUE | 5a49d499-57b3-4e1f-afc0-4c041c862be1 | rjBeF1FZefcsFPr6SLW6vcrbUZcIs+B40XRCIgDddvE= | C:\Temp\vw\test data\ppmd_templates_BRNP5.rvt | -
ppmd_templates_BRNP5.rvt | BRNP6 - INTERIOR DESIGN | FALSE | Ceiling Finish¦Preferred | Ceiling Finish | FALSE |  | rjBeF1FZefcsFPr6SLW6vcrbUZcIs+B40XRCIgDddvE= | C:\Temp\vw\test data\ppmd_templates_BRNP5.rvt | AT1
ppmd_templates_BRNP5.rvt | BRNP6 - INTERIOR DESIGN | FALSE | Ceiling Finish¦Alternate | Ceiling Finish2 | TRUE | acb31fd1-378b-4329-97b0-400ae39b5bc4 | rjBeF1FZefcsFPr6SLW6vcrbUZcIs+B40XRCIgDddvE= | C:\Temp\vw\test data\ppmd_templates_BRNP5.rvt | -
ppmd_templates_BRNP5.rvt | BRNP6 - INTERIOR DESIGN | FALSE | Room Height¦ft - in | Ceiling_Hgt_IP | TRUE | 9f14ca4f-2465-4385-a17c-7aa549f64c09 | rjBeF1FZefcsFPr6SLW6vcrbUZcIs+B40XRCIgDddvE= | C:\Temp\vw\test data\ppmd_templates_BRNP5.rvt | 8' - 6"
ppmd_templates_BRNP5.rvt | BRNP6 - INTERIOR DESIGN | FALSE | Room Noise¦Min NC | Noise_NC_MIN | TRUE | 8c49df6c-7d6b-49fd-9459-f57d0921d704 | rjBeF1FZefcsFPr6SLW6vcrbUZcIs+B40XRCIgDddvE= | C:\Temp\vw\test data\ppmd_templates_BRNP5.rvt | 30
ppmd_templates_BRNP5.rvt | BRNP6 - INTERIOR DESIGN | FALSE | Room Noise¦Max NC | Noise_NC_MAX | TRUE | 629b571a-1c14-443c-b8e8-1130b5edb513 | rjBeF1FZefcsFPr6SLW6vcrbUZcIs+B40XRCIgDddvE= | C:\Temp\vw\test data\ppmd_templates_BRNP5.rvt | 35
ppmd_templates_BRNP5.rvt | BRNP6 - INTERIOR DESIGN | FALSE | Room Noise¦SC | Noise_SC | TRUE | 44bf9cd1-070a-432c-87d9-26a3211cfe07 | rjBeF1FZefcsFPr6SLW6vcrbUZcIs+B40XRCIgDddvE= | C:\Temp\vw\test data\ppmd_templates_BRNP5.rvt | 40
ppmd_templates_BRNP5.rvt | TLTP2 - EQUIPMENT SCHEDULE | TRUE | JSN | JSN | TRUE | 8632cd76-2ab9-457d-8db7-39197de446a2 | rjBeF1FZefcsFPr6SLW6vcrbUZcIs+B40XRCIgDddvE= | C:\Temp\vw\test data\ppmd_templates_BRNP5.rvt | A5112¦A5196¦P9401
ppmd_templates_BRNP5.rvt | TLTP2 - EQUIPMENT SCHEDULE | TRUE | Nomenclature | Nomenclature | TRUE | f004b755-1952-4a21-a1c1-98f41ef6a86c | rjBeF1FZefcsFPr6SLW6vcrbUZcIs+B40XRCIgDddvE= | C:\Temp\vw\test data\ppmd_templates_BRNP5.rvt | Grab Bar, Psychiatric¦Dispenser, Toilet Paper, Plastic, Psychiatric¦Toilet, Floor-mounted, Psychiatric
ppmd_templates_BRNP5.rvt | TLTP2 - EQUIPMENT SCHEDULE | TRUE | Qty | Count | FALSE |  | rjBeF1FZefcsFPr6SLW6vcrbUZcIs+B40XRCIgDddvE= | C:\Temp\vw\test data\ppmd_templates_BRNP5.rvt | 1¦1¦1
ppmd_templates_BRNP5.rvt | TLTP2 - EQUIPMENT SCHEDULE | TRUE | Logistics¦AR | CAT_Army | TRUE | fa0e0053-bcc4-42e8-881f-6a4690f994c9 | rjBeF1FZefcsFPr6SLW6vcrbUZcIs+B40XRCIgDddvE= | C:\Temp\vw\test data\ppmd_templates_BRNP5.rvt | A¦A¦A
ppmd_templates_BRNP5.rvt | TLTP2 - EQUIPMENT SCHEDULE | TRUE | Logistics¦NA | CAT_Navy | TRUE | 183e77a6-b75d-41a5-8f81-f6abfee236ec | rjBeF1FZefcsFPr6SLW6vcrbUZcIs+B40XRCIgDddvE= | C:\Temp\vw\test data\ppmd_templates_BRNP5.rvt | A¦A¦A
ppmd_templates_BRNP5.rvt | TLTP2 - EQUIPMENT SCHEDULE | TRUE | Logistics¦AF | CAT_AF | TRUE | 053816d3-2f83-4e72-9b30-0a25ff75573f | rjBeF1FZefcsFPr6SLW6vcrbUZcIs+B40XRCIgDddvE= | C:\Temp\vw\test data\ppmd_templates_BRNP5.rvt | A¦A¦A
ppmd_templates_BRNP5.rvt | TLTP2 - EQUIPMENT SCHEDULE | TRUE | Logistics¦VA | CAT_VA | TRUE | abab06e0-bc20-4958-a9a7-acf73c376614 | rjBeF1FZefcsFPr6SLW6vcrbUZcIs+B40XRCIgDddvE= | C:\Temp\vw\test data\ppmd_templates_BRNP5.rvt | A¦A¦A
ppmd_templates_BRNP5.rvt | TLTP2 - EQUIPMENT SCHEDULE | TRUE | Utilities¦1 | UTIL_1_WaterDrain | TRUE | 594b780e-c62e-473b-9f66-4d3db2fa1b7f | rjBeF1FZefcsFPr6SLW6vcrbUZcIs+B40XRCIgDddvE= | C:\Temp\vw\test data\ppmd_templates_BRNP5.rvt | -¦-¦-
ppmd_templates_BRNP5.rvt | TLTP2 - EQUIPMENT SCHEDULE | TRUE | Utilities¦2 | UTIL_2_Elec | TRUE | 28082216-138e-4a2f-9824-e96dbd7e3cd0 | rjBeF1FZefcsFPr6SLW6vcrbUZcIs+B40XRCIgDddvE= | C:\Temp\vw\test data\ppmd_templates_BRNP5.rvt | -¦-¦-
ppmd_templates_BRNP5.rvt | TLTP2 - EQUIPMENT SCHEDULE | TRUE | Utilities¦3 | UTIL_3_MedGas | TRUE | 22af1ef2-54f0-4b6e-b40a-7064dfb8769c | rjBeF1FZefcsFPr6SLW6vcrbUZcIs+B40XRCIgDddvE= | C:\Temp\vw\test data\ppmd_templates_BRNP5.rvt | -¦-¦-
ppmd_templates_BRNP5.rvt | TLTP2 - EQUIPMENT SCHEDULE | TRUE | Utilities¦4 | UTIL_4_MiscGas | TRUE | 745b8c3e-fd4a-4430-994a-d25826e1e484 | rjBeF1FZefcsFPr6SLW6vcrbUZcIs+B40XRCIgDddvE= | C:\Temp\vw\test data\ppmd_templates_BRNP5.rvt | -¦-¦-
ppmd_templates_BRNP5.rvt | TLTP2 - EQUIPMENT SCHEDULE | TRUE | Utilities¦5 | UTIL_5_NonMedGas | TRUE | 323edf97-d058-44ef-a0fb-1836c80554d8 | rjBeF1FZefcsFPr6SLW6vcrbUZcIs+B40XRCIgDddvE= | C:\Temp\vw\test data\ppmd_templates_BRNP5.rvt | -¦-¦-
ppmd_templates_BRNP5.rvt | TLTP2 - EQUIPMENT SCHEDULE | TRUE | Utilities¦6 | UTIL_6_Misc | TRUE | 38083e2d-8ba3-4868-9752-742b7a4a9586 | rjBeF1FZefcsFPr6SLW6vcrbUZcIs+B40XRCIgDddvE= | C:\Temp\vw\test data\ppmd_templates_BRNP5.rvt | -¦-¦-
ppmd_templates_BRNP5.rvt | TLTP2 - INTERIOR DESIGN | FALSE | Floor Finish¦Preferred | Floor Finish | FALSE |  | rjBeF1FZefcsFPr6SLW6vcrbUZcIs+B40XRCIgDddvE= | C:\Temp\vw\test data\ppmd_templates_BRNP5.rvt | CT
ppmd_templates_BRNP5.rvt | TLTP2 - INTERIOR DESIGN | FALSE | Floor Finish¦Alternate | Floor Finish2 | TRUE | 4030719d-a272-441a-8bfa-d5eb510a1687 | rjBeF1FZefcsFPr6SLW6vcrbUZcIs+B40XRCIgDddvE= | C:\Temp\vw\test data\ppmd_templates_BRNP5.rvt | SSP
ppmd_templates_BRNP5.rvt | TLTP2 - INTERIOR DESIGN | FALSE | Wall Finish¦Preferred | Wall Finish | FALSE |  | rjBeF1FZefcsFPr6SLW6vcrbUZcIs+B40XRCIgDddvE= | C:\Temp\vw\test data\ppmd_templates_BRNP5.rvt | GPT
ppmd_templates_BRNP5.rvt | TLTP2 - INTERIOR DESIGN | FALSE | Wall Finish¦Alternate | Wall Finish2 | TRUE | 5a49d499-57b3-4e1f-afc0-4c041c862be1 | rjBeF1FZefcsFPr6SLW6vcrbUZcIs+B40XRCIgDddvE= | C:\Temp\vw\test data\ppmd_templates_BRNP5.rvt | CT
ppmd_templates_BRNP5.rvt | TLTP2 - INTERIOR DESIGN | FALSE | Ceiling Finish¦Preferred | Ceiling Finish | FALSE |  | rjBeF1FZefcsFPr6SLW6vcrbUZcIs+B40XRCIgDddvE= | C:\Temp\vw\test data\ppmd_templates_BRNP5.rvt | GPT
ppmd_templates_BRNP5.rvt | TLTP2 - INTERIOR DESIGN | FALSE | Ceiling Finish¦Alternate | Ceiling Finish2 | TRUE | acb31fd1-378b-4329-97b0-400ae39b5bc4 | rjBeF1FZefcsFPr6SLW6vcrbUZcIs+B40XRCIgDddvE= | C:\Temp\vw\test data\ppmd_templates_BRNP5.rvt | SSP
ppmd_templates_BRNP5.rvt | TLTP2 - INTERIOR DESIGN | FALSE | Room Height¦ft - in | Ceiling_Hgt_IP | TRUE | 9f14ca4f-2465-4385-a17c-7aa549f64c09 | rjBeF1FZefcsFPr6SLW6vcrbUZcIs+B40XRCIgDddvE= | C:\Temp\vw\test data\ppmd_templates_BRNP5.rvt | 8' - 0"
ppmd_templates_BRNP5.rvt | TLTP2 - INTERIOR DESIGN | FALSE | Room Noise¦Min NC | Noise_NC_MIN | TRUE | 8c49df6c-7d6b-49fd-9459-f57d0921d704 | rjBeF1FZefcsFPr6SLW6vcrbUZcIs+B40XRCIgDddvE= | C:\Temp\vw\test data\ppmd_templates_BRNP5.rvt | 35
ppmd_templates_BRNP5.rvt | TLTP2 - INTERIOR DESIGN | FALSE | Room Noise¦Max NC | Noise_NC_MAX | TRUE | 629b571a-1c14-443c-b8e8-1130b5edb513 | rjBeF1FZefcsFPr6SLW6vcrbUZcIs+B40XRCIgDddvE= | C:\Temp\vw\test data\ppmd_templates_BRNP5.rvt | 40
ppmd_templates_BRNP5.rvt | TLTP2 - INTERIOR DESIGN | FALSE | Room Noise¦SC | Noise_SC | TRUE | 44bf9cd1-070a-432c-87d9-26a3211cfe07 | rjBeF1FZefcsFPr6SLW6vcrbUZcIs+B40XRCIgDddvE= | C:\Temp\vw\test data\ppmd_templates_BRNP5.rvt | 40
ppmd_templates_BRUN1.rvt | BRUN1 - DATA/TELEPHONE EQUIPMENT | FALSE | JSN | JSN | TRUE | 8632cd76-2ab9-457d-8db7-39197de446a2 | tKkCV9RPUFAh24Vg3ZdVFt9lHDVnjoTPm+CpE9y02rE= | C:\Temp\vw\test data\ppmd_templates_BRUN1.rvt | A1010
ppmd_templates_BRUN1.rvt | BRUN1 - DATA/TELEPHONE EQUIPMENT | FALSE | Nomenclature | Nomenclature | TRUE | f004b755-1952-4a21-a1c1-98f41ef6a86c | tKkCV9RPUFAh24Vg3ZdVFt9lHDVnjoTPm+CpE9y02rE= | C:\Temp\vw\test data\ppmd_templates_BRUN1.rvt | Telecommunication Outlet
ppmd_templates_BRUN1.rvt | BRUN1 - DATA/TELEPHONE EQUIPMENT | FALSE | Qty | Count | FALSE |  | tKkCV9RPUFAh24Vg3ZdVFt9lHDVnjoTPm+CpE9y02rE= | C:\Temp\vw\test data\ppmd_templates_BRUN1.rvt | 1
ppmd_templates_BRUN1.rvt | BRUN1 - DATA/TELEPHONE EQUIPMENT | FALSE | Logistics¦AR | CAT_Army | TRUE | fa0e0053-bcc4-42e8-881f-6a4690f994c9 | tKkCV9RPUFAh24Vg3ZdVFt9lHDVnjoTPm+CpE9y02rE= | C:\Temp\vw\test data\ppmd_templates_BRUN1.rvt | A
ppmd_templates_BRUN1.rvt | BRUN1 - DATA/TELEPHONE EQUIPMENT | FALSE | Logistics¦NA | CAT_Navy | TRUE | 183e77a6-b75d-41a5-8f81-f6abfee236ec | tKkCV9RPUFAh24Vg3ZdVFt9lHDVnjoTPm+CpE9y02rE= | C:\Temp\vw\test data\ppmd_templates_BRUN1.rvt | A
ppmd_templates_BRUN1.rvt | BRUN1 - DATA/TELEPHONE EQUIPMENT | FALSE | Logistics¦AF | CAT_AF | TRUE | 053816d3-2f83-4e72-9b30-0a25ff75573f | tKkCV9RPUFAh24Vg3ZdVFt9lHDVnjoTPm+CpE9y02rE= | C:\Temp\vw\test data\ppmd_templates_BRUN1.rvt | A
ppmd_templates_BRUN1.rvt | BRUN1 - DATA/TELEPHONE EQUIPMENT | FALSE | Logistics¦VA | CAT_VA | TRUE | abab06e0-bc20-4958-a9a7-acf73c376614 | tKkCV9RPUFAh24Vg3ZdVFt9lHDVnjoTPm+CpE9y02rE= | C:\Temp\vw\test data\ppmd_templates_BRUN1.rvt | A
ppmd_templates_BRUN1.rvt | BRUN1 - ELECTRICAL DESIGN | FALSE | Lighting¦LUX1 | Light_Level_LUX | TRUE | fc853981-f613-4f05-81bd-e48fb947424b | tKkCV9RPUFAh24Vg3ZdVFt9lHDVnjoTPm+CpE9y02rE= | C:\Temp\vw\test data\ppmd_templates_BRUN1.rvt | 300
ppmd_templates_BRUN1.rvt | BRUN1 - ELECTRICAL DESIGN | FALSE | Lighting¦Footcandles1 | Light_Level_FC | FALSE |  | tKkCV9RPUFAh24Vg3ZdVFt9lHDVnjoTPm+CpE9y02rE= | C:\Temp\vw\test data\ppmd_templates_BRUN1.rvt | 28
ppmd_templates_BRUN1.rvt | BRUN1 - ELECTRICAL DESIGN | FALSE | Lighting¦LUX2 | Light_Level_LUX2 | TRUE | 172f1cff-58cc-41cd-b888-0e7a81d2bf40 | tKkCV9RPUFAh24Vg3ZdVFt9lHDVnjoTPm+CpE9y02rE= | C:\Temp\vw\test data\ppmd_templates_BRUN1.rvt | 1100
ppmd_templates_BRUN1.rvt | BRUN1 - ELECTRICAL DESIGN | FALSE | Lighting¦Footcandles2 | Light_Level_FC2 | FALSE |  | tKkCV9RPUFAh24Vg3ZdVFt9lHDVnjoTPm+CpE9y02rE= | C:\Temp\vw\test data\ppmd_templates_BRUN1.rvt | 102
ppmd_templates_BRUN1.rvt | BRUN1 - ELECTRICAL DESIGN | FALSE | Lighting¦Notes | Light_Notes | TRUE | a36245ac-ea57-45c2-bac5-bed4d04a4f78 | tKkCV9RPUFAh24Vg3ZdVFt9lHDVnjoTPm+CpE9y02rE= | C:\Temp\vw\test data\ppmd_templates_BRUN1.rvt | B
ppmd_templates_BRUN1.rvt | BRUN1 - ELECTRICAL DESIGN | FALSE | Lighting¦Notes2 | Light_Notes2 | TRUE | 6d0b4891-ce4c-45f8-9560-387866098a10 | tKkCV9RPUFAh24Vg3ZdVFt9lHDVnjoTPm+CpE9y02rE= | C:\Temp\vw\test data\ppmd_templates_BRUN1.rvt
ppmd_templates_BRUN1.rvt | BRUN1 - ELECTRICAL DESIGN | FALSE | Essential Power¦% Power | ES_Power% | TRUE | 7cbfe71a-865f-4cf4-b400-c67e3939439b | tKkCV9RPUFAh24Vg3ZdVFt9lHDVnjoTPm+CpE9y02rE= | C:\Temp\vw\test data\ppmd_templates_BRUN1.rvt | RC
ppmd_templates_BRUN1.rvt | BRUN1 - ELECTRICAL DESIGN | FALSE | Essential Power¦% Light | ES_Light% | TRUE | af00a8bb-40cb-434a-a7e5-b4140f3c844f | tKkCV9RPUFAh24Vg3ZdVFt9lHDVnjoTPm+CpE9y02rE= | C:\Temp\vw\test data\ppmd_templates_BRUN1.rvt | L
ppmd_templates_BRUN1.rvt | BRUN1 - ELECTRICAL DESIGN | FALSE | Essential Power¦Notes | ES_Notes | TRUE | 0c3ae867-1060-40b5-bb68-261d16a167a0 | tKkCV9RPUFAh24Vg3ZdVFt9lHDVnjoTPm+CpE9y02rE= | C:\Temp\vw\test data\ppmd_templates_BRUN1.rvt
ppmd_templates_BRUN1.rvt | BRUN1 - EQUIPMENT SCHEDULE | TRUE | JSN | JSN | TRUE | 8632cd76-2ab9-457d-8db7-39197de446a2 | tKkCV9RPUFAh24Vg3ZdVFt9lHDVnjoTPm+CpE9y02rE= | C:\Temp\vw\test data\ppmd_templates_BRUN1.rvt | A1066¦A1125¦A1205¦A5075¦A5077¦A5080¦A5106¦A5145¦A5180¦A6046¦CT020¦E0818¦E0945¦F0205¦F0315¦F0355¦F0400¦F2010¦F3200¦M0512¦M0750¦M0755¦M0765¦M1801¦M3025¦M3070¦M3073¦M4255¦M4266¦M7007¦M7040¦M7845¦P3100¦P8705
ppmd_templates_BRUN1.rvt | BRUN1 - EQUIPMENT SCHEDULE | TRUE | Nomenclature | Nomenclature | TRUE | f004b755-1952-4a21-a1c1-98f41ef6a86c | tKkCV9RPUFAh24Vg3ZdVFt9lHDVnjoTPm+CpE9y02rE= | C:\Temp\vw\test data\ppmd_templates_BRUN1.rvt | Mirror, Float Glass, With SS Frame¦Headwall, Suspended System¦Lift System, Overhead, Patient Room w/Bath¦Dispenser, Soap, Disposable¦Dispenser, Hand Sanitzer, Hands free¦Dispenser, Paper Towel, SS, Surface Mounted¦Waste Disposal Unit, Sharps w/Glove Dispenser¦Hook, Garment, Double, SS, Surface Mounted¦Track, Cubicle, Surface Mounted, With Curtain¦Artwork, Decorative, With Frame¦Countertop, Solid Surface, Angled¦Module, Wardrobe, Family Zone, Inpatient Bedroom¦Mobile, Workstation¦Chair, Side With Arms¦Chair, Sleeper¦Footstool, Straight¦Cabinet, Bedside, Door, Drawer¦Basket, Wastepaper, Step-On¦Clock, Battery, 12" Diameter¦Television, HDTV, Large Screen, 60"¦Flowmeter, Air, Connect w/50 PSI Supply¦Flowmeter, Oxygen, Low Flow¦Regulator, Vacuum¦Computer, Microprocessing, w/Flat Panel Monitor¦Mattress, Pressure Reduction¦Hamper, Linen, Mobile, w/Lid¦Basket, Infectious Waste, Step-On¦Stand, IV, Adjustable¦Pump, Volumetric, Infusion, Multiple Line¦Bed, Patient, Electric, Special Care¦Table, Overbed¦Monitor, Physiological, Bedside, 4 Channel¦Lavatory, Vitreous China, Slab Type¦Dialysis Box, Recessed, Single Valve
ppmd_templates_BRUN1.rvt | BRUN1 - EQUIPMENT SCHEDULE | TRUE | Qty | Count | FALSE |  | tKkCV9RPUFAh24Vg3ZdVFt9lHDVnjoTPm+CpE9y02rE= | C:\Temp\vw\test data\ppmd_templates_BRUN1.rvt | 1¦1¦1¦1¦1¦1¦1¦1¦1¦1¦1¦1¦1¦1¦1¦1¦1¦1¦1¦1¦1¦3¦6¦1¦1¦1¦1¦1¦1¦1¦1¦1¦1¦1
ppmd_templates_BRUN1.rvt | BRUN1 - EQUIPMENT SCHEDULE | TRUE | LF | Comments | FALSE |  | tKkCV9RPUFAh24Vg3ZdVFt9lHDVnjoTPm+CpE9y02rE= | C:\Temp\vw\test data\ppmd_templates_BRUN1.rvt | 9'-0"¦¦4'-0"
ppmd_templates_BRUN1.rvt | BRUN1 - EQUIPMENT SCHEDULE | TRUE | Logistics¦AR | CAT_Army | TRUE | fa0e0053-bcc4-42e8-881f-6a4690f994c9 | tKkCV9RPUFAh24Vg3ZdVFt9lHDVnjoTPm+CpE9y02rE= | C:\Temp\vw\test data\ppmd_templates_BRUN1.rvt | A¦A¦A¦C¦C¦A¦C¦A¦A¦C¦A¦F¦C¦C¦C¦C¦A¦C¦C¦C¦C¦C¦C¦C¦C¦C¦C¦C¦C¦C¦C¦C¦A¦A
ppmd_templates_BRUN1.rvt | BRUN1 - EQUIPMENT SCHEDULE | TRUE | Logistics¦NA | CAT_Navy | TRUE | 183e77a6-b75d-41a5-8f81-f6abfee236ec | tKkCV9RPUFAh24Vg3ZdVFt9lHDVnjoTPm+CpE9y02rE= | C:\Temp\vw\test data\ppmd_templates_BRUN1.rvt | A¦A¦A¦C¦C¦A¦A¦A¦A¦C¦A¦F¦C¦C¦C¦C¦A¦C¦C¦C¦C¦C¦C¦C¦C¦C¦C¦C¦C¦C¦C¦C¦A¦A
ppmd_templates_BRUN1.rvt | BRUN1 - EQUIPMENT SCHEDULE | TRUE | Logistics¦AF | CAT_AF | TRUE | 053816d3-2f83-4e72-9b30-0a25ff75573f | tKkCV9RPUFAh24Vg3ZdVFt9lHDVnjoTPm+CpE9y02rE= | C:\Temp\vw\test data\ppmd_templates_BRUN1.rvt | A¦A¦A¦C¦C¦A¦C¦A¦A¦C¦A¦F¦C¦C¦C¦C¦A¦C¦C¦C¦C¦C¦C¦C¦C¦C¦C¦C¦C¦C¦C¦C¦A¦A
ppmd_templates_BRUN1.rvt | BRUN1 - EQUIPMENT SCHEDULE | TRUE | Logistics¦VA | CAT_VA | TRUE | abab06e0-bc20-4958-a9a7-acf73c376614 | tKkCV9RPUFAh24Vg3ZdVFt9lHDVnjoTPm+CpE9y02rE= | C:\Temp\vw\test data\ppmd_templates_BRUN1.rvt | A¦A¦A¦C¦C¦A¦C¦A¦A¦C¦A¦F¦C¦C¦C¦C¦A¦C¦C¦C¦C¦C¦C¦C¦C¦C¦C¦C¦C¦C¦C¦C¦A¦A
ppmd_templates_BRUN1.rvt | BRUN1 - EQUIPMENT SCHEDULE | TRUE | Utilities¦1 | UTIL_1_WaterDrain | TRUE | 594b780e-c62e-473b-9f66-4d3db2fa1b7f | tKkCV9RPUFAh24Vg3ZdVFt9lHDVnjoTPm+CpE9y02rE= | C:\Temp\vw\test data\ppmd_templates_BRUN1.rvt | -¦-¦-¦-¦-¦-¦-¦-¦-¦-¦-¦-¦-¦-¦-¦-¦-¦-¦-¦-¦-¦-¦-¦-¦-¦-¦-¦-¦-¦-¦-¦-¦D¦B
ppmd_templates_BRUN1.rvt | BRUN1 - EQUIPMENT SCHEDULE | TRUE | Utilities¦2 | UTIL_2_Elec | TRUE | 28082216-138e-4a2f-9824-e96dbd7e3cd0 | tKkCV9RPUFAh24Vg3ZdVFt9lHDVnjoTPm+CpE9y02rE= | C:\Temp\vw\test data\ppmd_templates_BRUN1.rvt | -¦F¦F¦-¦-¦-¦-¦-¦-¦-¦-¦-¦-¦-¦-¦-¦-¦-¦-¦A¦-¦-¦-¦A¦A¦-¦-¦-¦A¦A¦-¦A¦-¦-
ppmd_templates_BRUN1.rvt | BRUN1 - EQUIPMENT SCHEDULE | TRUE | Utilities¦3 | UTIL_3_MedGas | TRUE | 22af1ef2-54f0-4b6e-b40a-7064dfb8769c | tKkCV9RPUFAh24Vg3ZdVFt9lHDVnjoTPm+CpE9y02rE= | C:\Temp\vw\test data\ppmd_templates_BRUN1.rvt | -¦G¦-¦-¦-¦-¦-¦-¦-¦-¦-¦-¦-¦-¦-¦-¦-¦-¦-¦-¦K¦A¦B¦-¦-¦-¦-¦-¦-¦-¦-¦-¦-¦-
ppmd_templates_BRUN1.rvt | BRUN1 - EQUIPMENT SCHEDULE | TRUE | Utilities¦4 | UTIL_4_MiscGas | TRUE | 745b8c3e-fd4a-4430-994a-d25826e1e484 | tKkCV9RPUFAh24Vg3ZdVFt9lHDVnjoTPm+CpE9y02rE= | C:\Temp\vw\test data\ppmd_templates_BRUN1.rvt | -¦-¦-¦-¦-¦-¦-¦-¦-¦-¦-¦-¦-¦-¦-¦-¦-¦-¦-¦-¦-¦-¦-¦-¦-¦-¦-¦-¦-¦-¦-¦-¦-¦-
ppmd_templates_BRUN1.rvt | BRUN1 - EQUIPMENT SCHEDULE | TRUE | Utilities¦5 | UTIL_5_NonMedGas | TRUE | 323edf97-d058-44ef-a0fb-1836c80554d8 | tKkCV9RPUFAh24Vg3ZdVFt9lHDVnjoTPm+CpE9y02rE= | C:\Temp\vw\test data\ppmd_templates_BRUN1.rvt | -¦-¦-¦-¦-¦-¦-¦-¦-¦-¦-¦-¦-¦-¦-¦-¦-¦-¦-¦-¦-¦-¦-¦-¦-¦-¦-¦-¦-¦-¦-¦-¦-¦-
ppmd_templates_BRUN1.rvt | BRUN1 - EQUIPMENT SCHEDULE | TRUE | Utilities¦6 | UTIL_6_Misc | TRUE | 38083e2d-8ba3-4868-9752-742b7a4a9586 | tKkCV9RPUFAh24Vg3ZdVFt9lHDVnjoTPm+CpE9y02rE= | C:\Temp\vw\test data\ppmd_templates_BRUN1.rvt | -¦J¦J¦-¦-¦-¦-¦-¦-¦-¦-¦-¦-¦-¦-¦-¦-¦-¦-¦-¦-¦-¦-¦-¦-¦-¦-¦-¦-¦-¦-¦D¦-¦-
ppmd_templates_BRUN1.rvt | BRUN1 - INTERIOR DESIGN | FALSE | Floor Finish¦Preferred | Floor Finish | FALSE |  | tKkCV9RPUFAh24Vg3ZdVFt9lHDVnjoTPm+CpE9y02rE= | C:\Temp\vw\test data\ppmd_templates_BRUN1.rvt | UT
ppmd_templates_BRUN1.rvt | BRUN1 - INTERIOR DESIGN | FALSE | Floor Finish¦Alternate | Floor Finish2 | TRUE | 4030719d-a272-441a-8bfa-d5eb510a1687 | tKkCV9RPUFAh24Vg3ZdVFt9lHDVnjoTPm+CpE9y02rE= | C:\Temp\vw\test data\ppmd_templates_BRUN1.rvt | US
ppmd_templates_BRUN1.rvt | BRUN1 - INTERIOR DESIGN | FALSE | Wall Finish¦Preferred | Wall Finish | FALSE |  | tKkCV9RPUFAh24Vg3ZdVFt9lHDVnjoTPm+CpE9y02rE= | C:\Temp\vw\test data\ppmd_templates_BRUN1.rvt | GPT
ppmd_templates_BRUN1.rvt | BRUN1 - INTERIOR DESIGN | FALSE | Wall Finish¦Alternate | Wall Finish2 | TRUE | 5a49d499-57b3-4e1f-afc0-4c041c862be1 | tKkCV9RPUFAh24Vg3ZdVFt9lHDVnjoTPm+CpE9y02rE= | C:\Temp\vw\test data\ppmd_templates_BRUN1.rvt
ppmd_templates_BRUN1.rvt | BRUN1 - INTERIOR DESIGN | FALSE | Ceiling Finish¦Preferred | Ceiling Finish | FALSE |  | tKkCV9RPUFAh24Vg3ZdVFt9lHDVnjoTPm+CpE9y02rE= | C:\Temp\vw\test data\ppmd_templates_BRUN1.rvt | AT1
ppmd_templates_BRUN1.rvt | BRUN1 - INTERIOR DESIGN | FALSE | Ceiling Finish¦Alternate | Ceiling Finish2 | TRUE | acb31fd1-378b-4329-97b0-400ae39b5bc4 | tKkCV9RPUFAh24Vg3ZdVFt9lHDVnjoTPm+CpE9y02rE= | C:\Temp\vw\test data\ppmd_templates_BRUN1.rvt
ppmd_templates_BRUN1.rvt | BRUN1 - INTERIOR DESIGN | FALSE | Room Height¦ft - in | Ceiling_Hgt_IP | TRUE | 9f14ca4f-2465-4385-a17c-7aa549f64c09 | tKkCV9RPUFAh24Vg3ZdVFt9lHDVnjoTPm+CpE9y02rE= | C:\Temp\vw\test data\ppmd_templates_BRUN1.rvt | 8' - 6"
ppmd_templates_BRUN1.rvt | BRUN1 - INTERIOR DESIGN | FALSE | Room Noise¦Min NC | Noise_NC_MIN | TRUE | 8c49df6c-7d6b-49fd-9459-f57d0921d704 | tKkCV9RPUFAh24Vg3ZdVFt9lHDVnjoTPm+CpE9y02rE= | C:\Temp\vw\test data\ppmd_templates_BRUN1.rvt | 30
ppmd_templates_BRUN1.rvt | BRUN1 - INTERIOR DESIGN | FALSE | Room Noise¦Max NC | Noise_NC_MAX | TRUE | 629b571a-1c14-443c-b8e8-1130b5edb513 | tKkCV9RPUFAh24Vg3ZdVFt9lHDVnjoTPm+CpE9y02rE= | C:\Temp\vw\test data\ppmd_templates_BRUN1.rvt | 40
ppmd_templates_BRUN1.rvt | BRUN1 - INTERIOR DESIGN | FALSE | Room Noise¦SC | Noise_SC | TRUE | 44bf9cd1-070a-432c-87d9-26a3211cfe07 | tKkCV9RPUFAh24Vg3ZdVFt9lHDVnjoTPm+CpE9y02rE= | C:\Temp\vw\test data\ppmd_templates_BRUN1.rvt | 45
ppmd_templates_BRUN1.rvt | BRUN1 - MECHANICAL DESIGN | FALSE | Air Balance | Air_Balance | TRUE | 587b3cf9-4450-4d95-b8ef-0e93665dbd91 | tKkCV9RPUFAh24Vg3ZdVFt9lHDVnjoTPm+CpE9y02rE= | C:\Temp\vw\test data\ppmd_templates_BRUN1.rvt | +
ppmd_templates_BRUN1.rvt | BRUN1 - MECHANICAL DESIGN | FALSE | Air Changes Total | Air_Changes_Total | TRUE | 3988d7f3-0f28-4410-866c-5bc65e1d842a | tKkCV9RPUFAh24Vg3ZdVFt9lHDVnjoTPm+CpE9y02rE= | C:\Temp\vw\test data\ppmd_templates_BRUN1.rvt | 6
ppmd_templates_BRUN1.rvt | BRUN1 - MECHANICAL DESIGN | FALSE | Air Changes OA | Air_Changes_OA | TRUE | b7af949f-3b64-4f85-9391-d9f17dcaad1e | tKkCV9RPUFAh24Vg3ZdVFt9lHDVnjoTPm+CpE9y02rE= | C:\Temp\vw\test data\ppmd_templates_BRUN1.rvt | 2
ppmd_templates_BRUN1.rvt | BRUN1 - MECHANICAL DESIGN | FALSE | 100% Exhaust Air | Exhaust_Air_100% | TRUE | 62b97784-583b-47d5-90a3-a90bbb961b6e | tKkCV9RPUFAh24Vg3ZdVFt9lHDVnjoTPm+CpE9y02rE= | C:\Temp\vw\test data\ppmd_templates_BRUN1.rvt
ppmd_templates_BRUN1.rvt | BRUN1 - MECHANICAL DESIGN | FALSE | Summer Temp¦F | Temp_Summer_F | TRUE | 1cbf6964-bd0f-4852-b367-ef4828e2e2cc | tKkCV9RPUFAh24Vg3ZdVFt9lHDVnjoTPm+CpE9y02rE= | C:\Temp\vw\test data\ppmd_templates_BRUN1.rvt | 75
ppmd_templates_BRUN1.rvt | BRUN1 - MECHANICAL DESIGN | FALSE | Summer Temp¦C | Temp_Summer_C | FALSE |  | tKkCV9RPUFAh24Vg3ZdVFt9lHDVnjoTPm+CpE9y02rE= | C:\Temp\vw\test data\ppmd_templates_BRUN1.rvt | 24
ppmd_templates_BRUN1.rvt | BRUN1 - MECHANICAL DESIGN | FALSE | Summer Temp¦Note | Temp_Summer_Note | TRUE | 6248fa3c-bb43-4e1c-91bb-60e102e573b7 | tKkCV9RPUFAh24Vg3ZdVFt9lHDVnjoTPm+CpE9y02rE= | C:\Temp\vw\test data\ppmd_templates_BRUN1.rvt
ppmd_templates_BRUN1.rvt | BRUN1 - MECHANICAL DESIGN | FALSE | Winter Temp¦F | Temp_Winter_F | TRUE | b4f9888f-41ad-47ef-a6af-145b3de732c9 | tKkCV9RPUFAh24Vg3ZdVFt9lHDVnjoTPm+CpE9y02rE= | C:\Temp\vw\test data\ppmd_templates_BRUN1.rvt | 75
ppmd_templates_BRUN1.rvt | BRUN1 - MECHANICAL DESIGN | FALSE | Winter Temp¦C | Temp_Winter_C | FALSE |  | tKkCV9RPUFAh24Vg3ZdVFt9lHDVnjoTPm+CpE9y02rE= | C:\Temp\vw\test data\ppmd_templates_BRUN1.rvt | 24
ppmd_templates_BRUN1.rvt | BRUN1 - MECHANICAL DESIGN | FALSE | Winter Temp¦Note | Temp_Winter_Note | TRUE | aacd83fc-f530-464e-b089-01667d3c52cd | tKkCV9RPUFAh24Vg3ZdVFt9lHDVnjoTPm+CpE9y02rE= | C:\Temp\vw\test data\ppmd_templates_BRUN1.rvt
ppmd_templates_BRUN1.rvt | BRUN1 - MECHANICAL DESIGN | FALSE | Max Relative Humidity | Relative_Humidity | TRUE | 36ead6c1-4384-4a65-8654-06a60aef94cb | tKkCV9RPUFAh24Vg3ZdVFt9lHDVnjoTPm+CpE9y02rE= | C:\Temp\vw\test data\ppmd_templates_BRUN1.rvt | T
ppmd_templates_BRUN1.rvt | BRUN1 - MECHANICAL DESIGN | FALSE | Filtration¦Interm % | Filtration_Inter_% | TRUE | 4f03ad65-f905-419e-a0cf-8f58fe921fbc | tKkCV9RPUFAh24Vg3ZdVFt9lHDVnjoTPm+CpE9y02rE= | C:\Temp\vw\test data\ppmd_templates_BRUN1.rvt | 14
ppmd_templates_BRUN1.rvt | BRUN1 - MECHANICAL DESIGN | FALSE | Filtration¦Final % | Filtration_Final_% | TRUE | cc736e5f-46f5-476a-8d0a-ceb32d8d4e5a | tKkCV9RPUFAh24Vg3ZdVFt9lHDVnjoTPm+CpE9y02rE= | C:\Temp\vw\test data\ppmd_templates_BRUN1.rvt
ppmd_templates_BRUN1.rvt | BRUN1 - MECHANICAL DESIGN | FALSE | Notes | Mech_Notes | TRUE | a32df790-0ab9-4c4a-b19c-511c2eef6d56 | tKkCV9RPUFAh24Vg3ZdVFt9lHDVnjoTPm+CpE9y02rE= | C:\Temp\vw\test data\ppmd_templates_BRUN1.rvt | P
ppmd_templates_BRUN1.rvt | BRUN1 - MEDICAL GAS DESIGN | FALSE | MCA | MedGas_MCA | TRUE | 3b23ea7f-b9f1-4749-8a2b-eb6a4fab4cdc | tKkCV9RPUFAh24Vg3ZdVFt9lHDVnjoTPm+CpE9y02rE= | C:\Temp\vw\test data\ppmd_templates_BRUN1.rvt | 1
ppmd_templates_BRUN1.rvt | BRUN1 - MEDICAL GAS DESIGN | FALSE | DCA | MedGas_DCA | TRUE | 20dc9c73-7465-4e8a-8300-4a8b5a46a91c | tKkCV9RPUFAh24Vg3ZdVFt9lHDVnjoTPm+CpE9y02rE= | C:\Temp\vw\test data\ppmd_templates_BRUN1.rvt
ppmd_templates_BRUN1.rvt | BRUN1 - MEDICAL GAS DESIGN | FALSE | LA | MedGas_LA | TRUE | 99801083-d820-4c5f-ad07-ab168e1bbda0 | tKkCV9RPUFAh24Vg3ZdVFt9lHDVnjoTPm+CpE9y02rE= | C:\Temp\vw\test data\ppmd_templates_BRUN1.rvt
ppmd_templates_BRUN1.rvt | BRUN1 - MEDICAL GAS DESIGN | FALSE | PA | MedGas_PA | TRUE | 55793ba6-1647-428e-86f6-5ce4153c7f2e | tKkCV9RPUFAh24Vg3ZdVFt9lHDVnjoTPm+CpE9y02rE= | C:\Temp\vw\test data\ppmd_templates_BRUN1.rvt
ppmd_templates_BRUN1.rvt | BRUN1 - MEDICAL GAS DESIGN | FALSE | MV | MedGas_MV | TRUE | 0a0bec6d-9172-4a2c-9fb3-7616a08f677a | tKkCV9RPUFAh24Vg3ZdVFt9lHDVnjoTPm+CpE9y02rE= | C:\Temp\vw\test data\ppmd_templates_BRUN1.rvt | 6
ppmd_templates_BRUN1.rvt | BRUN1 - MEDICAL GAS DESIGN | FALSE | DHV | MedGas_DHV | TRUE | 79779898-9917-494b-a027-0013b44e14f1 | tKkCV9RPUFAh24Vg3ZdVFt9lHDVnjoTPm+CpE9y02rE= | C:\Temp\vw\test data\ppmd_templates_BRUN1.rvt
ppmd_templates_BRUN1.rvt | BRUN1 - MEDICAL GAS DESIGN | FALSE | DLV | MedGas_DLV | TRUE | bcdcef93-2e56-440a-a8f7-e9973eadba59 | tKkCV9RPUFAh24Vg3ZdVFt9lHDVnjoTPm+CpE9y02rE= | C:\Temp\vw\test data\ppmd_templates_BRUN1.rvt
ppmd_templates_BRUN1.rvt | BRUN1 - MEDICAL GAS DESIGN | FALSE | LDE | MedGas_LDE | TRUE | cc6496eb-fa04-4455-81d4-1dfb1e6aaa52 | tKkCV9RPUFAh24Vg3ZdVFt9lHDVnjoTPm+CpE9y02rE= | C:\Temp\vw\test data\ppmd_templates_BRUN1.rvt
ppmd_templates_BRUN1.rvt | BRUN1 - MEDICAL GAS DESIGN | FALSE | OX | MedGas_OX | TRUE | 59f6c2e0-639e-4476-adf0-a5c19b1199db | tKkCV9RPUFAh24Vg3ZdVFt9lHDVnjoTPm+CpE9y02rE= | C:\Temp\vw\test data\ppmd_templates_BRUN1.rvt | 3
ppmd_templates_BRUN1.rvt | BRUN1 - MEDICAL GAS DESIGN | FALSE | NO | MedGas_NO | TRUE | 1f31b342-99ad-494b-90ce-f27b8fc04b75 | tKkCV9RPUFAh24Vg3ZdVFt9lHDVnjoTPm+CpE9y02rE= | C:\Temp\vw\test data\ppmd_templates_BRUN1.rvt
ppmd_templates_BRUN1.rvt | BRUN1 - MEDICAL GAS DESIGN | FALSE | NI | MedGas_NI | TRUE | ea24567d-1f4e-45f9-907f-a79ef8b323b1 | tKkCV9RPUFAh24Vg3ZdVFt9lHDVnjoTPm+CpE9y02rE= | C:\Temp\vw\test data\ppmd_templates_BRUN1.rvt
ppmd_templates_BRUN1.rvt | BRUN1 - MEDICAL GAS DESIGN | FALSE | WAGD | MedGas_WAGD | TRUE | 1aa3572e-5073-44b4-acb3-ff8739230b69 | tKkCV9RPUFAh24Vg3ZdVFt9lHDVnjoTPm+CpE9y02rE= | C:\Temp\vw\test data\ppmd_templates_BRUN1.rvt
ppmd_templates_BRUN1.rvt | BRUN1 - MEDICAL GAS DESIGN | FALSE | Notes1 | MedGas_Notes | TRUE | 69d1283f-21ef-46f3-9ebb-e36d00ef4da3 | tKkCV9RPUFAh24Vg3ZdVFt9lHDVnjoTPm+CpE9y02rE= | C:\Temp\vw\test data\ppmd_templates_BRUN1.rvt | A
ppmd_templates_BRUN1.rvt | BRUN1 - MEDICAL GAS DESIGN | FALSE | Notes2 | MedGas_Notes2 | TRUE | 867f4341-094b-4cc7-b128-8c28392e09cd | tKkCV9RPUFAh24Vg3ZdVFt9lHDVnjoTPm+CpE9y02rE= | C:\Temp\vw\test data\ppmd_templates_BRUN1.rvt
ppmd_templates_BRUN1.rvt | BRUN1 - STRUCTURAL DESIGN | FALSE | Structural Load¦psf | Str_FloorLoad_psf | TRUE | 654b90c9-d71e-4bcd-9f27-a1532becca95 | tKkCV9RPUFAh24Vg3ZdVFt9lHDVnjoTPm+CpE9y02rE= | C:\Temp\vw\test data\ppmd_templates_BRUN1.rvt | 60
ppmd_templates_BRUN1.rvt | BRUN1 - STRUCTURAL DESIGN | FALSE | Structural Load¦kPA | Str_FloorLoad_kPA | FALSE |  | tKkCV9RPUFAh24Vg3ZdVFt9lHDVnjoTPm+CpE9y02rE= | C:\Temp\vw\test data\ppmd_templates_BRUN1.rvt | 3
ppmd_templates_BRUN1.rvt | BRUN1 - STRUCTURAL DESIGN | FALSE | Notes | Str_Notes | TRUE | 509b36e6-cf53-4158-b357-61e3cedd6faa | tKkCV9RPUFAh24Vg3ZdVFt9lHDVnjoTPm+CpE9y02rE= | C:\Temp\vw\test data\ppmd_templates_BRUN1.rvt
ppmd_templates_BRUN1.rvt | BRUN1/TLTS2 - DOOR SCHEDULE | FALSE | Mark | Construction Type | FALSE |  | tKkCV9RPUFAh24Vg3ZdVFt9lHDVnjoTPm+CpE9y02rE= | C:\Temp\vw\test data\ppmd_templates_BRUN1.rvt | B
ppmd_templates_BRUN1.rvt | BRUN1/TLTS2 - DOOR SCHEDULE | FALSE | Type | Family | FALSE |  | tKkCV9RPUFAh24Vg3ZdVFt9lHDVnjoTPm+CpE9y02rE= | C:\Temp\vw\test data\ppmd_templates_BRUN1.rvt | Double-Uneven¦Single-Flush
ppmd_templates_BRUN1.rvt | BRUN1/TLTS2 - DOOR SCHEDULE | FALSE | Count | Count | FALSE |  | tKkCV9RPUFAh24Vg3ZdVFt9lHDVnjoTPm+CpE9y02rE= | C:\Temp\vw\test data\ppmd_templates_BRUN1.rvt | 1¦1
ppmd_templates_BRUN1.rvt | BRUN1/TLTS2 - DOOR SCHEDULE | FALSE | Height¦ft - in | Height | FALSE |  | tKkCV9RPUFAh24Vg3ZdVFt9lHDVnjoTPm+CpE9y02rE= | C:\Temp\vw\test data\ppmd_templates_BRUN1.rvt | 7' - 0"¦7' - 0"
ppmd_templates_BRUN1.rvt | BRUN1/TLTS2 - DOOR SCHEDULE | FALSE | Width¦ft - in | Width | FALSE |  | tKkCV9RPUFAh24Vg3ZdVFt9lHDVnjoTPm+CpE9y02rE= | C:\Temp\vw\test data\ppmd_templates_BRUN1.rvt | 5' - 0"¦3' - 6"
ppmd_templates_BRUN1.rvt | BRUN1/TLTS2 - DOOR SCHEDULE | FALSE | Notes | Type Comments | FALSE |  | tKkCV9RPUFAh24Vg3ZdVFt9lHDVnjoTPm+CpE9y02rE= | C:\Temp\vw\test data\ppmd_templates_BRUN1.rvt
ppmd_templates_BRUN1.rvt | TLTS2 - EQUIPMENT SCHEDULE | TRUE | JSN | JSN | TRUE | 8632cd76-2ab9-457d-8db7-39197de446a2 | tKkCV9RPUFAh24Vg3ZdVFt9lHDVnjoTPm+CpE9y02rE= | C:\Temp\vw\test data\ppmd_templates_BRUN1.rvt | A1066¦A5030¦A5045¦A5075¦A5080¦A5090¦A5109¦A5110¦A5145¦A5175¦A5200¦A5205¦F2010¦P1150¦P3000¦P5040¦P9050¦TB021
ppmd_templates_BRUN1.rvt | TLTS2 - EQUIPMENT SCHEDULE | TRUE | Nomenclature | Nomenclature | TRUE | f004b755-1952-4a21-a1c1-98f41ef6a86c | tKkCV9RPUFAh24Vg3ZdVFt9lHDVnjoTPm+CpE9y02rE= | C:\Temp\vw\test data\ppmd_templates_BRUN1.rvt | Mirror, Float Glass, With SS Frame¦Bench, Stall, Shower, Built In¦Hair Dryer, Wall Mounted, Inpatient¦Dispenser, Soap, Disposable¦Dispenser, Paper Towel, SS, Surface Mounted¦Disposal, Sanitary Napkin, SS, Surface Mounted¦Grab Bar, 1-1/4" Dia., SS, 2 Wall, W/C Accessible¦Grab Bar, 1-1/4" Dia., SS, 2 Wall, Shower Use¦Hook, Garment, Double, SS, Surface Mounted¦Soap Dish, With Bar, SS, Recessed¦Dispenser, Toilet Tissue, SS, 2-Roll, Surface Mntd¦Bar, Towel, 1" Diameter, SS, Surface Mounted¦Basket, Wastepaper, Step-On¦Valve, Rinse, Bedpan, With Disinfectant Injector¦Lavatory, Vitreous China, Straight Back¦Shower, Single, Hand-Held¦Toilet, Wall Hung, Siphon Jet¦Bar, Flip-up, Heavy Duty
ppmd_templates_BRUN1.rvt | TLTS2 - EQUIPMENT SCHEDULE | TRUE | Qty | Count | FALSE |  | tKkCV9RPUFAh24Vg3ZdVFt9lHDVnjoTPm+CpE9y02rE= | C:\Temp\vw\test data\ppmd_templates_BRUN1.rvt | 1¦1¦1¦1¦1¦1¦3¦2¦1¦1¦1¦1¦1¦1¦1¦1¦1¦1
ppmd_templates_BRUN1.rvt | TLTS2 - EQUIPMENT SCHEDULE | TRUE | LF | CustomLength | TRUE | f338df87-67c7-40c3-b0e8-6ebb5a3fe5b8 | tKkCV9RPUFAh24Vg3ZdVFt9lHDVnjoTPm+CpE9y02rE= | C:\Temp\vw\test data\ppmd_templates_BRUN1.rvt
ppmd_templates_BRUN1.rvt | TLTS2 - EQUIPMENT SCHEDULE | TRUE | Logistics¦AR | CAT_Army | TRUE | fa0e0053-bcc4-42e8-881f-6a4690f994c9 | tKkCV9RPUFAh24Vg3ZdVFt9lHDVnjoTPm+CpE9y02rE= | C:\Temp\vw\test data\ppmd_templates_BRUN1.rvt | A¦A¦C¦C¦A¦A¦A¦A¦A¦A¦A¦A¦C¦A¦A¦A¦A¦C
ppmd_templates_BRUN1.rvt | TLTS2 - EQUIPMENT SCHEDULE | TRUE | Logistics¦NA | CAT_Navy | TRUE | 183e77a6-b75d-41a5-8f81-f6abfee236ec | tKkCV9RPUFAh24Vg3ZdVFt9lHDVnjoTPm+CpE9y02rE= | C:\Temp\vw\test data\ppmd_templates_BRUN1.rvt | A¦A¦C¦C¦A¦A¦A¦A¦A¦A¦A¦A¦C¦A¦A¦A¦A¦C
ppmd_templates_BRUN1.rvt | TLTS2 - EQUIPMENT SCHEDULE | TRUE | Logistics¦AF | CAT_AF | TRUE | 053816d3-2f83-4e72-9b30-0a25ff75573f | tKkCV9RPUFAh24Vg3ZdVFt9lHDVnjoTPm+CpE9y02rE= | C:\Temp\vw\test data\ppmd_templates_BRUN1.rvt | A¦A¦C¦C¦A¦A¦A¦A¦A¦A¦A¦A¦C¦A¦A¦A¦A¦C
ppmd_templates_BRUN1.rvt | TLTS2 - EQUIPMENT SCHEDULE | TRUE | Logistics¦VA | CAT_VA | TRUE | abab06e0-bc20-4958-a9a7-acf73c376614 | tKkCV9RPUFAh24Vg3ZdVFt9lHDVnjoTPm+CpE9y02rE= | C:\Temp\vw\test data\ppmd_templates_BRUN1.rvt | A¦A¦C¦C¦A¦A¦A¦A¦A¦A¦A¦A¦C¦A¦A¦A¦A¦C
ppmd_templates_BRUN1.rvt | TLTS2 - EQUIPMENT SCHEDULE | TRUE | Utilities¦1 | UTIL_1_WaterDrain | TRUE | 594b780e-c62e-473b-9f66-4d3db2fa1b7f | tKkCV9RPUFAh24Vg3ZdVFt9lHDVnjoTPm+CpE9y02rE= | C:\Temp\vw\test data\ppmd_templates_BRUN1.rvt | -¦-¦-¦-¦-¦-¦-¦-¦-¦-¦-¦-¦-¦J¦D¦D¦B¦-
ppmd_templates_BRUN1.rvt | TLTS2 - EQUIPMENT SCHEDULE | TRUE | Utilities¦2 | UTIL_2_Elec | TRUE | 28082216-138e-4a2f-9824-e96dbd7e3cd0 | tKkCV9RPUFAh24Vg3ZdVFt9lHDVnjoTPm+CpE9y02rE= | C:\Temp\vw\test data\ppmd_templates_BRUN1.rvt | -¦-¦-¦-¦-¦-¦-¦-¦-¦-¦-¦-¦-¦-¦-¦-¦-¦-
ppmd_templates_BRUN1.rvt | TLTS2 - EQUIPMENT SCHEDULE | TRUE | Utilities¦3 | UTIL_3_MedGas | TRUE | 22af1ef2-54f0-4b6e-b40a-7064dfb8769c | tKkCV9RPUFAh24Vg3ZdVFt9lHDVnjoTPm+CpE9y02rE= | C:\Temp\vw\test data\ppmd_templates_BRUN1.rvt | -¦-¦-¦-¦-¦-¦-¦-¦-¦-¦-¦-¦-¦-¦-¦-¦-¦-
ppmd_templates_BRUN1.rvt | TLTS2 - EQUIPMENT SCHEDULE | TRUE | Utilities¦4 | UTIL_4_MiscGas | TRUE | 745b8c3e-fd4a-4430-994a-d25826e1e484 | tKkCV9RPUFAh24Vg3ZdVFt9lHDVnjoTPm+CpE9y02rE= | C:\Temp\vw\test data\ppmd_templates_BRUN1.rvt | -¦-¦-¦-¦-¦-¦-¦-¦-¦-¦-¦-¦-¦-¦-¦-¦-¦-
ppmd_templates_BRUN1.rvt | TLTS2 - EQUIPMENT SCHEDULE | TRUE | Utilities¦5 | UTIL_5_NonMedGas | TRUE | 323edf97-d058-44ef-a0fb-1836c80554d8 | tKkCV9RPUFAh24Vg3ZdVFt9lHDVnjoTPm+CpE9y02rE= | C:\Temp\vw\test data\ppmd_templates_BRUN1.rvt | -¦-¦-¦-¦-¦-¦-¦-¦-¦-¦-¦-¦-¦-¦-¦-¦-¦-
ppmd_templates_BRUN1.rvt | TLTS2 - EQUIPMENT SCHEDULE | TRUE | Utilities¦6 | UTIL_6_Misc | TRUE | 38083e2d-8ba3-4868-9752-742b7a4a9586 | tKkCV9RPUFAh24Vg3ZdVFt9lHDVnjoTPm+CpE9y02rE= | C:\Temp\vw\test data\ppmd_templates_BRUN1.rvt | -¦-¦-¦-¦-¦-¦-¦-¦-¦-¦-¦-¦-¦-¦-¦-¦-¦-
ppmd_templates_BRUN1.rvt | TLTS2 - INTERIOR DESIGN | FALSE | Floor Finish¦Preferred | Floor Finish | FALSE |  | tKkCV9RPUFAh24Vg3ZdVFt9lHDVnjoTPm+CpE9y02rE= | C:\Temp\vw\test data\ppmd_templates_BRUN1.rvt | CT
ppmd_templates_BRUN1.rvt | TLTS2 - INTERIOR DESIGN | FALSE | Floor Finish¦Alternate | Floor Finish2 | TRUE | 4030719d-a272-441a-8bfa-d5eb510a1687 | tKkCV9RPUFAh24Vg3ZdVFt9lHDVnjoTPm+CpE9y02rE= | C:\Temp\vw\test data\ppmd_templates_BRUN1.rvt | SP
ppmd_templates_BRUN1.rvt | TLTS2 - INTERIOR DESIGN | FALSE | Wall Finish¦Preferred | Wall Finish | FALSE |  | tKkCV9RPUFAh24Vg3ZdVFt9lHDVnjoTPm+CpE9y02rE= | C:\Temp\vw\test data\ppmd_templates_BRUN1.rvt | GCT
ppmd_templates_BRUN1.rvt | TLTS2 - INTERIOR DESIGN | FALSE | Wall Finish¦Alternate | Wall Finish2 | TRUE | 5a49d499-57b3-4e1f-afc0-4c041c862be1 | tKkCV9RPUFAh24Vg3ZdVFt9lHDVnjoTPm+CpE9y02rE= | C:\Temp\vw\test data\ppmd_templates_BRUN1.rvt | GLG
ppmd_templates_BRUN1.rvt | TLTS2 - INTERIOR DESIGN | FALSE | Ceiling Finish¦Preferred | Ceiling Finish | FALSE |  | tKkCV9RPUFAh24Vg3ZdVFt9lHDVnjoTPm+CpE9y02rE= | C:\Temp\vw\test data\ppmd_templates_BRUN1.rvt | GLG
ppmd_templates_BRUN1.rvt | TLTS2 - INTERIOR DESIGN | FALSE | Ceiling Finish¦Alternate | Ceiling Finish2 | TRUE | acb31fd1-378b-4329-97b0-400ae39b5bc4 | tKkCV9RPUFAh24Vg3ZdVFt9lHDVnjoTPm+CpE9y02rE= | C:\Temp\vw\test data\ppmd_templates_BRUN1.rvt | GPT
ppmd_templates_BRUN1.rvt | TLTS2 - INTERIOR DESIGN | FALSE | Room Height¦ft - in | Ceiling_Hgt_IP | TRUE | 9f14ca4f-2465-4385-a17c-7aa549f64c09 | tKkCV9RPUFAh24Vg3ZdVFt9lHDVnjoTPm+CpE9y02rE= | C:\Temp\vw\test data\ppmd_templates_BRUN1.rvt | 8' - 0"
ppmd_templates_BRUN1.rvt | TLTS2 - INTERIOR DESIGN | FALSE | Room Noise¦Min NC | Noise_NC_MIN | TRUE | 8c49df6c-7d6b-49fd-9459-f57d0921d704 | tKkCV9RPUFAh24Vg3ZdVFt9lHDVnjoTPm+CpE9y02rE= | C:\Temp\vw\test data\ppmd_templates_BRUN1.rvt | 30
ppmd_templates_BRUN1.rvt | TLTS2 - INTERIOR DESIGN | FALSE | Room Noise¦Max NC | Noise_NC_MAX | TRUE | 629b571a-1c14-443c-b8e8-1130b5edb513 | tKkCV9RPUFAh24Vg3ZdVFt9lHDVnjoTPm+CpE9y02rE= | C:\Temp\vw\test data\ppmd_templates_BRUN1.rvt | 40
ppmd_templates_BRUN1.rvt | TLTS2 - INTERIOR DESIGN | FALSE | Room Noise¦SC | Noise_SC | TRUE | 44bf9cd1-070a-432c-87d9-26a3211cfe07 | tKkCV9RPUFAh24Vg3ZdVFt9lHDVnjoTPm+CpE9y02rE= | C:\Temp\vw\test data\ppmd_templates_BRUN1.rvt | 45
ppmd_templates_CRA02.rvt | CRA02 - DATA/TELEPHONE EQUIPMENT | FALSE | JSN | JSN | TRUE | 8632cd76-2ab9-457d-8db7-39197de446a2 | Z+ffOQ5eYiqN/ydqABldXP2qRAESsE4wcme8XVWjQb8= | C:\Temp\vw\test data\ppmd_templates_CRA02.rvt
ppmd_templates_CRA02.rvt | CRA02 - DATA/TELEPHONE EQUIPMENT | FALSE | Nomenclature | Nomenclature | TRUE | f004b755-1952-4a21-a1c1-98f41ef6a86c | Z+ffOQ5eYiqN/ydqABldXP2qRAESsE4wcme8XVWjQb8= | C:\Temp\vw\test data\ppmd_templates_CRA02.rvt
ppmd_templates_CRA02.rvt | CRA02 - DATA/TELEPHONE EQUIPMENT | FALSE | Qty | Count | FALSE |  | Z+ffOQ5eYiqN/ydqABldXP2qRAESsE4wcme8XVWjQb8= | C:\Temp\vw\test data\ppmd_templates_CRA02.rvt
ppmd_templates_CRA02.rvt | CRA02 - DATA/TELEPHONE EQUIPMENT | FALSE | Logistics¦AR | CAT_Army | TRUE | fa0e0053-bcc4-42e8-881f-6a4690f994c9 | Z+ffOQ5eYiqN/ydqABldXP2qRAESsE4wcme8XVWjQb8= | C:\Temp\vw\test data\ppmd_templates_CRA02.rvt
ppmd_templates_CRA02.rvt | CRA02 - DATA/TELEPHONE EQUIPMENT | FALSE | Logistics¦NA | CAT_Navy | TRUE | 183e77a6-b75d-41a5-8f81-f6abfee236ec | Z+ffOQ5eYiqN/ydqABldXP2qRAESsE4wcme8XVWjQb8= | C:\Temp\vw\test data\ppmd_templates_CRA02.rvt
ppmd_templates_CRA02.rvt | CRA02 - DATA/TELEPHONE EQUIPMENT | FALSE | Logistics¦AF | CAT_AF | TRUE | 053816d3-2f83-4e72-9b30-0a25ff75573f | Z+ffOQ5eYiqN/ydqABldXP2qRAESsE4wcme8XVWjQb8= | C:\Temp\vw\test data\ppmd_templates_CRA02.rvt
ppmd_templates_CRA02.rvt | CRA02 - DATA/TELEPHONE EQUIPMENT | FALSE | Logistics¦VA | CAT_VA | TRUE | abab06e0-bc20-4958-a9a7-acf73c376614 | Z+ffOQ5eYiqN/ydqABldXP2qRAESsE4wcme8XVWjQb8= | C:\Temp\vw\test data\ppmd_templates_CRA02.rvt
ppmd_templates_CRA02.rvt | CRA02 - DOOR SCHEDULE | FALSE | Mark | Construction Type | FALSE |  | Z+ffOQ5eYiqN/ydqABldXP2qRAESsE4wcme8XVWjQb8= | C:\Temp\vw\test data\ppmd_templates_CRA02.rvt | A
ppmd_templates_CRA02.rvt | CRA02 - DOOR SCHEDULE | FALSE | Type | Family | FALSE |  | Z+ffOQ5eYiqN/ydqABldXP2qRAESsE4wcme8XVWjQb8= | C:\Temp\vw\test data\ppmd_templates_CRA02.rvt | Single-Flush
ppmd_templates_CRA02.rvt | CRA02 - DOOR SCHEDULE | FALSE | Count | Count | FALSE |  | Z+ffOQ5eYiqN/ydqABldXP2qRAESsE4wcme8XVWjQb8= | C:\Temp\vw\test data\ppmd_templates_CRA02.rvt | 1
ppmd_templates_CRA02.rvt | CRA02 - DOOR SCHEDULE | FALSE | Height¦ft - in | Height | FALSE |  | Z+ffOQ5eYiqN/ydqABldXP2qRAESsE4wcme8XVWjQb8= | C:\Temp\vw\test data\ppmd_templates_CRA02.rvt | 7' - 0"
ppmd_templates_CRA02.rvt | CRA02 - DOOR SCHEDULE | FALSE | Width¦ft - in | Width | FALSE |  | Z+ffOQ5eYiqN/ydqABldXP2qRAESsE4wcme8XVWjQb8= | C:\Temp\vw\test data\ppmd_templates_CRA02.rvt | 3' - 0"
ppmd_templates_CRA02.rvt | CRA02 - DOOR SCHEDULE | FALSE | Notes | Type Comments | FALSE |  | Z+ffOQ5eYiqN/ydqABldXP2qRAESsE4wcme8XVWjQb8= | C:\Temp\vw\test data\ppmd_templates_CRA02.rvt
ppmd_templates_CRA02.rvt | CRA02 - ELECTRICAL DESIGN | FALSE | Lighting¦LUX1 | Light_Level_LUX | TRUE | fc853981-f613-4f05-81bd-e48fb947424b | Z+ffOQ5eYiqN/ydqABldXP2qRAESsE4wcme8XVWjQb8= | C:\Temp\vw\test data\ppmd_templates_CRA02.rvt | 300
ppmd_templates_CRA02.rvt | CRA02 - ELECTRICAL DESIGN | FALSE | Lighting¦Footcandles1 | Light_Level_FC | FALSE |  | Z+ffOQ5eYiqN/ydqABldXP2qRAESsE4wcme8XVWjQb8= | C:\Temp\vw\test data\ppmd_templates_CRA02.rvt | 28
ppmd_templates_CRA02.rvt | CRA02 - ELECTRICAL DESIGN | FALSE | Lighting¦LUX2 | Light_Level_LUX2 | TRUE | 172f1cff-58cc-41cd-b888-0e7a81d2bf40 | Z+ffOQ5eYiqN/ydqABldXP2qRAESsE4wcme8XVWjQb8= | C:\Temp\vw\test data\ppmd_templates_CRA02.rvt
ppmd_templates_CRA02.rvt | CRA02 - ELECTRICAL DESIGN | FALSE | Lighting¦Footcandles2 | Light_Level_FC2 | FALSE |  | Z+ffOQ5eYiqN/ydqABldXP2qRAESsE4wcme8XVWjQb8= | C:\Temp\vw\test data\ppmd_templates_CRA02.rvt
ppmd_templates_CRA02.rvt | CRA02 - ELECTRICAL DESIGN | FALSE | Lighting¦Notes | Light_Notes | TRUE | a36245ac-ea57-45c2-bac5-bed4d04a4f78 | Z+ffOQ5eYiqN/ydqABldXP2qRAESsE4wcme8XVWjQb8= | C:\Temp\vw\test data\ppmd_templates_CRA02.rvt
ppmd_templates_CRA02.rvt | CRA02 - ELECTRICAL DESIGN | FALSE | Lighting¦Notes2 | Light_Notes2 | TRUE | 6d0b4891-ce4c-45f8-9560-387866098a10 | Z+ffOQ5eYiqN/ydqABldXP2qRAESsE4wcme8XVWjQb8= | C:\Temp\vw\test data\ppmd_templates_CRA02.rvt
ppmd_templates_CRA02.rvt | CRA02 - ELECTRICAL DESIGN | FALSE | Essential Power¦% Power | ES_Power% | TRUE | 7cbfe71a-865f-4cf4-b400-c67e3939439b | Z+ffOQ5eYiqN/ydqABldXP2qRAESsE4wcme8XVWjQb8= | C:\Temp\vw\test data\ppmd_templates_CRA02.rvt
ppmd_templates_CRA02.rvt | CRA02 - ELECTRICAL DESIGN | FALSE | Essential Power¦% Light | ES_Light% | TRUE | af00a8bb-40cb-434a-a7e5-b4140f3c844f | Z+ffOQ5eYiqN/ydqABldXP2qRAESsE4wcme8XVWjQb8= | C:\Temp\vw\test data\ppmd_templates_CRA02.rvt
ppmd_templates_CRA02.rvt | CRA02 - ELECTRICAL DESIGN | FALSE | Essential Power¦Notes | ES_Notes | TRUE | 0c3ae867-1060-40b5-bb68-261d16a167a0 | Z+ffOQ5eYiqN/ydqABldXP2qRAESsE4wcme8XVWjQb8= | C:\Temp\vw\test data\ppmd_templates_CRA02.rvt
ppmd_templates_CRA02.rvt | CRA02 - EQUIPMENT SCHEDULE | TRUE | JSN | JSN | TRUE | 8632cd76-2ab9-457d-8db7-39197de446a2 | Z+ffOQ5eYiqN/ydqABldXP2qRAESsE4wcme8XVWjQb8= | C:\Temp\vw\test data\ppmd_templates_CRA02.rvt | A6046¦E0945¦F0210¦F0220¦F0600¦F0755¦F2000¦F3200¦F3235¦M0011¦M0507¦M0512¦M1801¦M1825
ppmd_templates_CRA02.rvt | CRA02 - EQUIPMENT SCHEDULE | TRUE | Nomenclature | Nomenclature | TRUE | f004b755-1952-4a21-a1c1-98f41ef6a86c | Z+ffOQ5eYiqN/ydqABldXP2qRAESsE4wcme8XVWjQb8= | C:\Temp\vw\test data\ppmd_templates_CRA02.rvt | Artwork, Decorative, With Frame¦Mobile, Workstation¦Chair, Side, Without Arms¦Chair, Conference¦Credenza, Executive, Wood¦Table, Conference, Wood¦Basket, Wastepaper, Round, Metal¦Clock, Battery, 12" Diameter¦Rack, Hat / Coat, Floor Standing¦Smartboard Interactive¦Video Teleconferencing System¦Television, HDTV, Large Screen, 60"¦Computer, Microprocessing, w/Flat Panel Monitor¦Printer, Computer
ppmd_templates_CRA02.rvt | CRA02 - EQUIPMENT SCHEDULE | TRUE | Qty | Count | FALSE |  | Z+ffOQ5eYiqN/ydqABldXP2qRAESsE4wcme8XVWjQb8= | C:\Temp\vw\test data\ppmd_templates_CRA02.rvt | 1¦1¦13¦10¦1¦1¦1¦1¦1¦1¦1¦1¦1¦1
ppmd_templates_CRA02.rvt | CRA02 - EQUIPMENT SCHEDULE | TRUE | LF | Comments | FALSE |  | Z+ffOQ5eYiqN/ydqABldXP2qRAESsE4wcme8XVWjQb8= | C:\Temp\vw\test data\ppmd_templates_CRA02.rvt
ppmd_templates_CRA02.rvt | CRA02 - EQUIPMENT SCHEDULE | TRUE | Logistics¦AR | CAT_Army | TRUE | fa0e0053-bcc4-42e8-881f-6a4690f994c9 | Z+ffOQ5eYiqN/ydqABldXP2qRAESsE4wcme8XVWjQb8= | C:\Temp\vw\test data\ppmd_templates_CRA02.rvt | C¦C¦C¦C¦C¦C¦C¦C¦C¦C¦C¦C¦C¦C
ppmd_templates_CRA02.rvt | CRA02 - EQUIPMENT SCHEDULE | TRUE | Logistics¦NA | CAT_Navy | TRUE | 183e77a6-b75d-41a5-8f81-f6abfee236ec | Z+ffOQ5eYiqN/ydqABldXP2qRAESsE4wcme8XVWjQb8= | C:\Temp\vw\test data\ppmd_templates_CRA02.rvt | C¦C¦C¦C¦C¦C¦C¦C¦C¦C¦C¦C¦C¦C
ppmd_templates_CRA02.rvt | CRA02 - EQUIPMENT SCHEDULE | TRUE | Logistics¦AF | CAT_AF | TRUE | 053816d3-2f83-4e72-9b30-0a25ff75573f | Z+ffOQ5eYiqN/ydqABldXP2qRAESsE4wcme8XVWjQb8= | C:\Temp\vw\test data\ppmd_templates_CRA02.rvt | C¦C¦C¦C¦C¦C¦C¦C¦C¦C¦C¦C¦C¦C
ppmd_templates_CRA02.rvt | CRA02 - EQUIPMENT SCHEDULE | TRUE | Logistics¦VA | CAT_VA | TRUE | abab06e0-bc20-4958-a9a7-acf73c376614 | Z+ffOQ5eYiqN/ydqABldXP2qRAESsE4wcme8XVWjQb8= | C:\Temp\vw\test data\ppmd_templates_CRA02.rvt | C¦C¦C¦C¦C¦C¦C¦C¦C¦C¦C¦C¦C¦C
ppmd_templates_CRA02.rvt | CRA02 - EQUIPMENT SCHEDULE | TRUE | Utilities¦1 | UTIL_1_WaterDrain | TRUE | 594b780e-c62e-473b-9f66-4d3db2fa1b7f | Z+ffOQ5eYiqN/ydqABldXP2qRAESsE4wcme8XVWjQb8= | C:\Temp\vw\test data\ppmd_templates_CRA02.rvt | -¦-¦-¦-¦-¦-¦-¦-¦-¦-¦-¦-¦-¦-
ppmd_templates_CRA02.rvt | CRA02 - EQUIPMENT SCHEDULE | TRUE | Utilities¦2 | UTIL_2_Elec | TRUE | 28082216-138e-4a2f-9824-e96dbd7e3cd0 | Z+ffOQ5eYiqN/ydqABldXP2qRAESsE4wcme8XVWjQb8= | C:\Temp\vw\test data\ppmd_templates_CRA02.rvt | -¦-¦-¦-¦-¦-¦-¦-¦-¦-¦-¦A¦A¦A
ppmd_templates_CRA02.rvt | CRA02 - EQUIPMENT SCHEDULE | TRUE | Utilities¦3 | UTIL_3_MedGas | TRUE | 22af1ef2-54f0-4b6e-b40a-7064dfb8769c | Z+ffOQ5eYiqN/ydqABldXP2qRAESsE4wcme8XVWjQb8= | C:\Temp\vw\test data\ppmd_templates_CRA02.rvt | -¦-¦-¦-¦-¦-¦-¦-¦-¦-¦-¦-¦-¦-
ppmd_templates_CRA02.rvt | CRA02 - EQUIPMENT SCHEDULE | TRUE | Utilities¦4 | UTIL_4_MiscGas | TRUE | 745b8c3e-fd4a-4430-994a-d25826e1e484 | Z+ffOQ5eYiqN/ydqABldXP2qRAESsE4wcme8XVWjQb8= | C:\Temp\vw\test data\ppmd_templates_CRA02.rvt | -¦-¦-¦-¦-¦-¦-¦-¦-¦-¦-¦-¦-¦-
ppmd_templates_CRA02.rvt | CRA02 - EQUIPMENT SCHEDULE | TRUE | Utilities¦5 | UTIL_5_NonMedGas | TRUE | 323edf97-d058-44ef-a0fb-1836c80554d8 | Z+ffOQ5eYiqN/ydqABldXP2qRAESsE4wcme8XVWjQb8= | C:\Temp\vw\test data\ppmd_templates_CRA02.rvt | -¦-¦-¦-¦-¦-¦-¦-¦-¦-¦-¦-¦-¦-
ppmd_templates_CRA02.rvt | CRA02 - EQUIPMENT SCHEDULE | TRUE | Utilities¦6 | UTIL_6_Misc | TRUE | 38083e2d-8ba3-4868-9752-742b7a4a9586 | Z+ffOQ5eYiqN/ydqABldXP2qRAESsE4wcme8XVWjQb8= | C:\Temp\vw\test data\ppmd_templates_CRA02.rvt | -¦-¦-¦-¦-¦-¦-¦-¦-¦-¦-¦-¦-¦-
ppmd_templates_CRA02.rvt | CRA02 - INTERIOR DESIGN | FALSE | Floor Finish¦Preferred | Floor Finish | FALSE |  | Z+ffOQ5eYiqN/ydqABldXP2qRAESsE4wcme8XVWjQb8= | C:\Temp\vw\test data\ppmd_templates_CRA02.rvt | CP
ppmd_templates_CRA02.rvt | CRA02 - INTERIOR DESIGN | FALSE | Floor Finish¦Alternate | Floor Finish2 | TRUE | 4030719d-a272-441a-8bfa-d5eb510a1687 | Z+ffOQ5eYiqN/ydqABldXP2qRAESsE4wcme8XVWjQb8= | C:\Temp\vw\test data\ppmd_templates_CRA02.rvt | -
ppmd_templates_CRA02.rvt | CRA02 - INTERIOR DESIGN | FALSE | Wall Finish¦Preferred | Wall Finish | FALSE |  | Z+ffOQ5eYiqN/ydqABldXP2qRAESsE4wcme8XVWjQb8= | C:\Temp\vw\test data\ppmd_templates_CRA02.rvt | GPT
ppmd_templates_CRA02.rvt | CRA02 - INTERIOR DESIGN | FALSE | Wall Finish¦Alternate | Wall Finish2 | TRUE | 5a49d499-57b3-4e1f-afc0-4c041c862be1 | Z+ffOQ5eYiqN/ydqABldXP2qRAESsE4wcme8XVWjQb8= | C:\Temp\vw\test data\ppmd_templates_CRA02.rvt | SSP
ppmd_templates_CRA02.rvt | CRA02 - INTERIOR DESIGN | FALSE | Ceiling Finish¦Preferred | Ceiling Finish | FALSE |  | Z+ffOQ5eYiqN/ydqABldXP2qRAESsE4wcme8XVWjQb8= | C:\Temp\vw\test data\ppmd_templates_CRA02.rvt | AT1
ppmd_templates_CRA02.rvt | CRA02 - INTERIOR DESIGN | FALSE | Ceiling Finish¦Alternate | Ceiling Finish2 | TRUE | acb31fd1-378b-4329-97b0-400ae39b5bc4 | Z+ffOQ5eYiqN/ydqABldXP2qRAESsE4wcme8XVWjQb8= | C:\Temp\vw\test data\ppmd_templates_CRA02.rvt | -
ppmd_templates_CRA02.rvt | CRA02 - INTERIOR DESIGN | FALSE | Room Height¦ft - in | Ceiling_Hgt_IP | TRUE | 9f14ca4f-2465-4385-a17c-7aa549f64c09 | Z+ffOQ5eYiqN/ydqABldXP2qRAESsE4wcme8XVWjQb8= | C:\Temp\vw\test data\ppmd_templates_CRA02.rvt | 8' - 6"
ppmd_templates_CRA02.rvt | CRA02 - INTERIOR DESIGN | FALSE | Room Noise¦Min NC | Noise_NC_MIN | TRUE | 8c49df6c-7d6b-49fd-9459-f57d0921d704 | Z+ffOQ5eYiqN/ydqABldXP2qRAESsE4wcme8XVWjQb8= | C:\Temp\vw\test data\ppmd_templates_CRA02.rvt | 25
ppmd_templates_CRA02.rvt | CRA02 - INTERIOR DESIGN | FALSE | Room Noise¦Max NC | Noise_NC_MAX | TRUE | 629b571a-1c14-443c-b8e8-1130b5edb513 | Z+ffOQ5eYiqN/ydqABldXP2qRAESsE4wcme8XVWjQb8= | C:\Temp\vw\test data\ppmd_templates_CRA02.rvt | 30
ppmd_templates_CRA02.rvt | CRA02 - INTERIOR DESIGN | FALSE | Room Noise¦SC | Noise_SC | TRUE | 44bf9cd1-070a-432c-87d9-26a3211cfe07 | Z+ffOQ5eYiqN/ydqABldXP2qRAESsE4wcme8XVWjQb8= | C:\Temp\vw\test data\ppmd_templates_CRA02.rvt | 40
ppmd_templates_CRA02.rvt | CRA02 - MECHANICAL DESIGN | FALSE | Air Balance | Air_Balance | TRUE | 587b3cf9-4450-4d95-b8ef-0e93665dbd91 | Z+ffOQ5eYiqN/ydqABldXP2qRAESsE4wcme8XVWjQb8= | C:\Temp\vw\test data\ppmd_templates_CRA02.rvt | 0
ppmd_templates_CRA02.rvt | CRA02 - MECHANICAL DESIGN | FALSE | Air Changes Total | Air_Changes_Total | TRUE | 3988d7f3-0f28-4410-866c-5bc65e1d842a | Z+ffOQ5eYiqN/ydqABldXP2qRAESsE4wcme8XVWjQb8= | C:\Temp\vw\test data\ppmd_templates_CRA02.rvt | 6
ppmd_templates_CRA02.rvt | CRA02 - MECHANICAL DESIGN | FALSE | Air Changes OA | Air_Changes_OA | TRUE | b7af949f-3b64-4f85-9391-d9f17dcaad1e | Z+ffOQ5eYiqN/ydqABldXP2qRAESsE4wcme8XVWjQb8= | C:\Temp\vw\test data\ppmd_templates_CRA02.rvt | 0
ppmd_templates_CRA02.rvt | CRA02 - MECHANICAL DESIGN | FALSE | 100% Exhaust Air | Exhaust_Air_100% | TRUE | 62b97784-583b-47d5-90a3-a90bbb961b6e | Z+ffOQ5eYiqN/ydqABldXP2qRAESsE4wcme8XVWjQb8= | C:\Temp\vw\test data\ppmd_templates_CRA02.rvt | -
ppmd_templates_CRA02.rvt | CRA02 - MECHANICAL DESIGN | FALSE | Summer Temp¦F | Temp_Summer_F | TRUE | 1cbf6964-bd0f-4852-b367-ef4828e2e2cc | Z+ffOQ5eYiqN/ydqABldXP2qRAESsE4wcme8XVWjQb8= | C:\Temp\vw\test data\ppmd_templates_CRA02.rvt
ppmd_templates_CRA02.rvt | CRA02 - MECHANICAL DESIGN | FALSE | Summer Temp¦C | Temp_Summer_C | FALSE |  | Z+ffOQ5eYiqN/ydqABldXP2qRAESsE4wcme8XVWjQb8= | C:\Temp\vw\test data\ppmd_templates_CRA02.rvt
ppmd_templates_CRA02.rvt | CRA02 - MECHANICAL DESIGN | FALSE | Summer Temp¦Note | Temp_Summer_Note | TRUE | 6248fa3c-bb43-4e1c-91bb-60e102e573b7 | Z+ffOQ5eYiqN/ydqABldXP2qRAESsE4wcme8XVWjQb8= | C:\Temp\vw\test data\ppmd_templates_CRA02.rvt
ppmd_templates_CRA02.rvt | CRA02 - MECHANICAL DESIGN | FALSE | Winter Temp¦F | Temp_Winter_F | TRUE | b4f9888f-41ad-47ef-a6af-145b3de732c9 | Z+ffOQ5eYiqN/ydqABldXP2qRAESsE4wcme8XVWjQb8= | C:\Temp\vw\test data\ppmd_templates_CRA02.rvt | 70
ppmd_templates_CRA02.rvt | CRA02 - MECHANICAL DESIGN | FALSE | Winter Temp¦C | Temp_Winter_C | FALSE |  | Z+ffOQ5eYiqN/ydqABldXP2qRAESsE4wcme8XVWjQb8= | C:\Temp\vw\test data\ppmd_templates_CRA02.rvt | 21
ppmd_templates_CRA02.rvt | CRA02 - MECHANICAL DESIGN | FALSE | Winter Temp¦Note | Temp_Winter_Note | TRUE | aacd83fc-f530-464e-b089-01667d3c52cd | Z+ffOQ5eYiqN/ydqABldXP2qRAESsE4wcme8XVWjQb8= | C:\Temp\vw\test data\ppmd_templates_CRA02.rvt
ppmd_templates_CRA02.rvt | CRA02 - MECHANICAL DESIGN | FALSE | Max Relative Humidity | Relative_Humidity | TRUE | 36ead6c1-4384-4a65-8654-06a60aef94cb | Z+ffOQ5eYiqN/ydqABldXP2qRAESsE4wcme8XVWjQb8= | C:\Temp\vw\test data\ppmd_templates_CRA02.rvt
ppmd_templates_CRA02.rvt | CRA02 - MECHANICAL DESIGN | FALSE | Filtration¦Interm % | Filtration_Inter_% | TRUE | 4f03ad65-f905-419e-a0cf-8f58fe921fbc | Z+ffOQ5eYiqN/ydqABldXP2qRAESsE4wcme8XVWjQb8= | C:\Temp\vw\test data\ppmd_templates_CRA02.rvt | -
ppmd_templates_CRA02.rvt | CRA02 - MECHANICAL DESIGN | FALSE | Filtration¦Final % | Filtration_Final_% | TRUE | cc736e5f-46f5-476a-8d0a-ceb32d8d4e5a | Z+ffOQ5eYiqN/ydqABldXP2qRAESsE4wcme8XVWjQb8= | C:\Temp\vw\test data\ppmd_templates_CRA02.rvt | -
ppmd_templates_CRA02.rvt | CRA02 - MECHANICAL DESIGN | FALSE | Notes | Mech_Notes | TRUE | a32df790-0ab9-4c4a-b19c-511c2eef6d56 | Z+ffOQ5eYiqN/ydqABldXP2qRAESsE4wcme8XVWjQb8= | C:\Temp\vw\test data\ppmd_templates_CRA02.rvt | -
ppmd_templates_CRA02.rvt | CRA02 - MEDICAL GAS DESIGN | FALSE | MCA | MedGas_MCA | TRUE | 3b23ea7f-b9f1-4749-8a2b-eb6a4fab4cdc | Z+ffOQ5eYiqN/ydqABldXP2qRAESsE4wcme8XVWjQb8= | C:\Temp\vw\test data\ppmd_templates_CRA02.rvt
ppmd_templates_CRA02.rvt | CRA02 - MEDICAL GAS DESIGN | FALSE | DCA | MedGas_DCA | TRUE | 20dc9c73-7465-4e8a-8300-4a8b5a46a91c | Z+ffOQ5eYiqN/ydqABldXP2qRAESsE4wcme8XVWjQb8= | C:\Temp\vw\test data\ppmd_templates_CRA02.rvt
ppmd_templates_CRA02.rvt | CRA02 - MEDICAL GAS DESIGN | FALSE | LA | MedGas_LA | TRUE | 99801083-d820-4c5f-ad07-ab168e1bbda0 | Z+ffOQ5eYiqN/ydqABldXP2qRAESsE4wcme8XVWjQb8= | C:\Temp\vw\test data\ppmd_templates_CRA02.rvt
ppmd_templates_CRA02.rvt | CRA02 - MEDICAL GAS DESIGN | FALSE | PA | MedGas_PA | TRUE | 55793ba6-1647-428e-86f6-5ce4153c7f2e | Z+ffOQ5eYiqN/ydqABldXP2qRAESsE4wcme8XVWjQb8= | C:\Temp\vw\test data\ppmd_templates_CRA02.rvt
ppmd_templates_CRA02.rvt | CRA02 - MEDICAL GAS DESIGN | FALSE | MV | MedGas_MV | TRUE | 0a0bec6d-9172-4a2c-9fb3-7616a08f677a | Z+ffOQ5eYiqN/ydqABldXP2qRAESsE4wcme8XVWjQb8= | C:\Temp\vw\test data\ppmd_templates_CRA02.rvt
ppmd_templates_CRA02.rvt | CRA02 - MEDICAL GAS DESIGN | FALSE | DHV | MedGas_DHV | TRUE | 79779898-9917-494b-a027-0013b44e14f1 | Z+ffOQ5eYiqN/ydqABldXP2qRAESsE4wcme8XVWjQb8= | C:\Temp\vw\test data\ppmd_templates_CRA02.rvt
ppmd_templates_CRA02.rvt | CRA02 - MEDICAL GAS DESIGN | FALSE | DLV | MedGas_DLV | TRUE | bcdcef93-2e56-440a-a8f7-e9973eadba59 | Z+ffOQ5eYiqN/ydqABldXP2qRAESsE4wcme8XVWjQb8= | C:\Temp\vw\test data\ppmd_templates_CRA02.rvt
ppmd_templates_CRA02.rvt | CRA02 - MEDICAL GAS DESIGN | FALSE | LDE | MedGas_LDE | TRUE | cc6496eb-fa04-4455-81d4-1dfb1e6aaa52 | Z+ffOQ5eYiqN/ydqABldXP2qRAESsE4wcme8XVWjQb8= | C:\Temp\vw\test data\ppmd_templates_CRA02.rvt
ppmd_templates_CRA02.rvt | CRA02 - MEDICAL GAS DESIGN | FALSE | OX | MedGas_OX | TRUE | 59f6c2e0-639e-4476-adf0-a5c19b1199db | Z+ffOQ5eYiqN/ydqABldXP2qRAESsE4wcme8XVWjQb8= | C:\Temp\vw\test data\ppmd_templates_CRA02.rvt
ppmd_templates_CRA02.rvt | CRA02 - MEDICAL GAS DESIGN | FALSE | NO | MedGas_NO | TRUE | 1f31b342-99ad-494b-90ce-f27b8fc04b75 | Z+ffOQ5eYiqN/ydqABldXP2qRAESsE4wcme8XVWjQb8= | C:\Temp\vw\test data\ppmd_templates_CRA02.rvt
ppmd_templates_CRA02.rvt | CRA02 - MEDICAL GAS DESIGN | FALSE | NI | MedGas_NI | TRUE | ea24567d-1f4e-45f9-907f-a79ef8b323b1 | Z+ffOQ5eYiqN/ydqABldXP2qRAESsE4wcme8XVWjQb8= | C:\Temp\vw\test data\ppmd_templates_CRA02.rvt
ppmd_templates_CRA02.rvt | CRA02 - MEDICAL GAS DESIGN | FALSE | WAGD | MedGas_WAGD | TRUE | 1aa3572e-5073-44b4-acb3-ff8739230b69 | Z+ffOQ5eYiqN/ydqABldXP2qRAESsE4wcme8XVWjQb8= | C:\Temp\vw\test data\ppmd_templates_CRA02.rvt
ppmd_templates_CRA02.rvt | CRA02 - MEDICAL GAS DESIGN | FALSE | Notes1 | MedGas_Notes | TRUE | 69d1283f-21ef-46f3-9ebb-e36d00ef4da3 | Z+ffOQ5eYiqN/ydqABldXP2qRAESsE4wcme8XVWjQb8= | C:\Temp\vw\test data\ppmd_templates_CRA02.rvt
ppmd_templates_CRA02.rvt | CRA02 - MEDICAL GAS DESIGN | FALSE | Notes2 | MedGas_Notes2 | TRUE | 867f4341-094b-4cc7-b128-8c28392e09cd | Z+ffOQ5eYiqN/ydqABldXP2qRAESsE4wcme8XVWjQb8= | C:\Temp\vw\test data\ppmd_templates_CRA02.rvt
ppmd_templates_CRA02.rvt | CRA02 - STRUCTURAL DESIGN | FALSE | Structural Load¦psf | Str_FloorLoad_psf | TRUE | 654b90c9-d71e-4bcd-9f27-a1532becca95 | Z+ffOQ5eYiqN/ydqABldXP2qRAESsE4wcme8XVWjQb8= | C:\Temp\vw\test data\ppmd_templates_CRA02.rvt | 60
ppmd_templates_CRA02.rvt | CRA02 - STRUCTURAL DESIGN | FALSE | Structural Load¦kPA | Str_FloorLoad_kPA | FALSE |  | Z+ffOQ5eYiqN/ydqABldXP2qRAESsE4wcme8XVWjQb8= | C:\Temp\vw\test data\ppmd_templates_CRA02.rvt | 3
ppmd_templates_CRA02.rvt | CRA02 - STRUCTURAL DESIGN | FALSE | Notes | Str_Notes | TRUE | 509b36e6-cf53-4158-b357-61e3cedd6faa | Z+ffOQ5eYiqN/ydqABldXP2qRAESsE4wcme8XVWjQb8= | C:\Temp\vw\test data\ppmd_templates_CRA02.rvt
ppmd_templates_CSDE1.rvt | CSDE1 - DATA/TELEPHONE EQUIPMENT | FALSE | JSN | JSN | TRUE | 8632cd76-2ab9-457d-8db7-39197de446a2 | BVVxz1R2mgb/R2JO6EA4WraAU5VEG4F9/ZnkayZO5uc= | C:\Temp\vw\test data\ppmd_templates_CSDE1.rvt
ppmd_templates_CSDE1.rvt | CSDE1 - DATA/TELEPHONE EQUIPMENT | FALSE | Nomenclature | Nomenclature | TRUE | f004b755-1952-4a21-a1c1-98f41ef6a86c | BVVxz1R2mgb/R2JO6EA4WraAU5VEG4F9/ZnkayZO5uc= | C:\Temp\vw\test data\ppmd_templates_CSDE1.rvt
ppmd_templates_CSDE1.rvt | CSDE1 - DATA/TELEPHONE EQUIPMENT | FALSE | Qty | Count | FALSE |  | BVVxz1R2mgb/R2JO6EA4WraAU5VEG4F9/ZnkayZO5uc= | C:\Temp\vw\test data\ppmd_templates_CSDE1.rvt
ppmd_templates_CSDE1.rvt | CSDE1 - DATA/TELEPHONE EQUIPMENT | FALSE | Logistics¦AR | CAT_Army | TRUE | fa0e0053-bcc4-42e8-881f-6a4690f994c9 | BVVxz1R2mgb/R2JO6EA4WraAU5VEG4F9/ZnkayZO5uc= | C:\Temp\vw\test data\ppmd_templates_CSDE1.rvt
ppmd_templates_CSDE1.rvt | CSDE1 - DATA/TELEPHONE EQUIPMENT | FALSE | Logistics¦NA | CAT_Navy | TRUE | 183e77a6-b75d-41a5-8f81-f6abfee236ec | BVVxz1R2mgb/R2JO6EA4WraAU5VEG4F9/ZnkayZO5uc= | C:\Temp\vw\test data\ppmd_templates_CSDE1.rvt
ppmd_templates_CSDE1.rvt | CSDE1 - DATA/TELEPHONE EQUIPMENT | FALSE | Logistics¦AF | CAT_AF | TRUE | 053816d3-2f83-4e72-9b30-0a25ff75573f | BVVxz1R2mgb/R2JO6EA4WraAU5VEG4F9/ZnkayZO5uc= | C:\Temp\vw\test data\ppmd_templates_CSDE1.rvt
ppmd_templates_CSDE1.rvt | CSDE1 - DATA/TELEPHONE EQUIPMENT | FALSE | Logistics¦VA | CAT_VA | TRUE | abab06e0-bc20-4958-a9a7-acf73c376614 | BVVxz1R2mgb/R2JO6EA4WraAU5VEG4F9/ZnkayZO5uc= | C:\Temp\vw\test data\ppmd_templates_CSDE1.rvt
ppmd_templates_CSDE1.rvt | CSDE1 - DOOR SCHEDULE | FALSE | Mark | Construction Type | FALSE |  | BVVxz1R2mgb/R2JO6EA4WraAU5VEG4F9/ZnkayZO5uc= | C:\Temp\vw\test data\ppmd_templates_CSDE1.rvt | C
ppmd_templates_CSDE1.rvt | CSDE1 - DOOR SCHEDULE | FALSE | Type | Family | FALSE |  | BVVxz1R2mgb/R2JO6EA4WraAU5VEG4F9/ZnkayZO5uc= | C:\Temp\vw\test data\ppmd_templates_CSDE1.rvt | Single-Flush
ppmd_templates_CSDE1.rvt | CSDE1 - DOOR SCHEDULE | FALSE | Count | Count | FALSE |  | BVVxz1R2mgb/R2JO6EA4WraAU5VEG4F9/ZnkayZO5uc= | C:\Temp\vw\test data\ppmd_templates_CSDE1.rvt | 1
ppmd_templates_CSDE1.rvt | CSDE1 - DOOR SCHEDULE | FALSE | Height¦ft - in | Height | FALSE |  | BVVxz1R2mgb/R2JO6EA4WraAU5VEG4F9/ZnkayZO5uc= | C:\Temp\vw\test data\ppmd_templates_CSDE1.rvt | 7' - 0"
ppmd_templates_CSDE1.rvt | CSDE1 - DOOR SCHEDULE | FALSE | Width¦ft - in | Width | FALSE |  | BVVxz1R2mgb/R2JO6EA4WraAU5VEG4F9/ZnkayZO5uc= | C:\Temp\vw\test data\ppmd_templates_CSDE1.rvt | 4' - 0"
ppmd_templates_CSDE1.rvt | CSDE1 - DOOR SCHEDULE | FALSE | Notes | Type Comments | FALSE |  | BVVxz1R2mgb/R2JO6EA4WraAU5VEG4F9/ZnkayZO5uc= | C:\Temp\vw\test data\ppmd_templates_CSDE1.rvt
ppmd_templates_CSDE1.rvt | CSDE1 - ELECTRICAL DESIGN | FALSE | Lighting¦LUX1 | Light_Level_LUX | TRUE | fc853981-f613-4f05-81bd-e48fb947424b | BVVxz1R2mgb/R2JO6EA4WraAU5VEG4F9/ZnkayZO5uc= | C:\Temp\vw\test data\ppmd_templates_CSDE1.rvt | 300
ppmd_templates_CSDE1.rvt | CSDE1 - ELECTRICAL DESIGN | FALSE | Lighting¦Footcandles1 | Light_Level_FC | FALSE |  | BVVxz1R2mgb/R2JO6EA4WraAU5VEG4F9/ZnkayZO5uc= | C:\Temp\vw\test data\ppmd_templates_CSDE1.rvt | 28
ppmd_templates_CSDE1.rvt | CSDE1 - ELECTRICAL DESIGN | FALSE | Lighting¦LUX2 | Light_Level_LUX2 | TRUE | 172f1cff-58cc-41cd-b888-0e7a81d2bf40 | BVVxz1R2mgb/R2JO6EA4WraAU5VEG4F9/ZnkayZO5uc= | C:\Temp\vw\test data\ppmd_templates_CSDE1.rvt | 700
ppmd_templates_CSDE1.rvt | CSDE1 - ELECTRICAL DESIGN | FALSE | Lighting¦Footcandles2 | Light_Level_FC2 | FALSE |  | BVVxz1R2mgb/R2JO6EA4WraAU5VEG4F9/ZnkayZO5uc= | C:\Temp\vw\test data\ppmd_templates_CSDE1.rvt | 65
ppmd_templates_CSDE1.rvt | CSDE1 - ELECTRICAL DESIGN | FALSE | Lighting¦Notes | Light_Notes | TRUE | a36245ac-ea57-45c2-bac5-bed4d04a4f78 | BVVxz1R2mgb/R2JO6EA4WraAU5VEG4F9/ZnkayZO5uc= | C:\Temp\vw\test data\ppmd_templates_CSDE1.rvt | F
ppmd_templates_CSDE1.rvt | CSDE1 - ELECTRICAL DESIGN | FALSE | Lighting¦Notes2 | Light_Notes2 | TRUE | 6d0b4891-ce4c-45f8-9560-387866098a10 | BVVxz1R2mgb/R2JO6EA4WraAU5VEG4F9/ZnkayZO5uc= | C:\Temp\vw\test data\ppmd_templates_CSDE1.rvt | -
ppmd_templates_CSDE1.rvt | CSDE1 - ELECTRICAL DESIGN | FALSE | Essential Power¦% Power | ES_Power% | TRUE | 7cbfe71a-865f-4cf4-b400-c67e3939439b | BVVxz1R2mgb/R2JO6EA4WraAU5VEG4F9/ZnkayZO5uc= | C:\Temp\vw\test data\ppmd_templates_CSDE1.rvt | -
ppmd_templates_CSDE1.rvt | CSDE1 - ELECTRICAL DESIGN | FALSE | Essential Power¦% Light | ES_Light% | TRUE | af00a8bb-40cb-434a-a7e5-b4140f3c844f | BVVxz1R2mgb/R2JO6EA4WraAU5VEG4F9/ZnkayZO5uc= | C:\Temp\vw\test data\ppmd_templates_CSDE1.rvt | LS
ppmd_templates_CSDE1.rvt | CSDE1 - ELECTRICAL DESIGN | FALSE | Essential Power¦Notes | ES_Notes | TRUE | 0c3ae867-1060-40b5-bb68-261d16a167a0 | BVVxz1R2mgb/R2JO6EA4WraAU5VEG4F9/ZnkayZO5uc= | C:\Temp\vw\test data\ppmd_templates_CSDE1.rvt | U
ppmd_templates_CSDE1.rvt | CSDE1 - EQUIPMENT SCHEDULE | TRUE | JSN | JSN | TRUE | 8632cd76-2ab9-457d-8db7-39197de446a2 | BVVxz1R2mgb/R2JO6EA4WraAU5VEG4F9/ZnkayZO5uc= | C:\Temp\vw\test data\ppmd_templates_CSDE1.rvt | A1195¦A5075¦A5080¦A5107¦A5145¦CT050¦CT050¦F3200¦L2200¦M3070¦M3072¦P2000¦P2450¦P3100¦S0960¦S1900¦S2640
ppmd_templates_CSDE1.rvt | CSDE1 - EQUIPMENT SCHEDULE | TRUE | Nomenclature | Nomenclature | TRUE | f004b755-1952-4a21-a1c1-98f41ef6a86c | BVVxz1R2mgb/R2JO6EA4WraAU5VEG4F9/ZnkayZO5uc= | C:\Temp\vw\test data\ppmd_templates_CSDE1.rvt | Counter, Cleanup, With 2 or 3 Sinks¦Dispenser, Soap, Disposable¦Dispenser, Paper Towel, SS, Surface Mounted¦Dispenser, Glove, Surgical/Examination, Wall Mntd¦Hook, Garment, Double, SS, Surface Mounted¦Countertop, Stainless Steel¦Countertop, Stainless Steel¦Clock, Battery, 12" Diameter¦Hood, Fume, Floor Standing¦Hamper, Linen, Mobile, w/Lid¦Frame, Infectious Waste Bag w/Lid¦Eyewash, Wall Mounted, Hands-Free¦Valve, Mixing, Thermostatic¦Lavatory, Vitreous China, Slab Type¦Washer/Disinfector,STM,2DO,RCSD1WLL,26X24X24 Cham¦Pass-through Window¦Cleaner, Ultrasonic, Console, DBL CHMBR, CAB, F/S
ppmd_templates_CSDE1.rvt | CSDE1 - EQUIPMENT SCHEDULE | TRUE | Qty | Count | FALSE |  | BVVxz1R2mgb/R2JO6EA4WraAU5VEG4F9/ZnkayZO5uc= | C:\Temp\vw\test data\ppmd_templates_CSDE1.rvt | 1¦1¦1¦1¦2¦1¦1¦1¦1¦1¦1¦1¦1¦1¦2¦1¦1
ppmd_templates_CSDE1.rvt | CSDE1 - EQUIPMENT SCHEDULE | TRUE | LF | Comments | FALSE |  | BVVxz1R2mgb/R2JO6EA4WraAU5VEG4F9/ZnkayZO5uc= | C:\Temp\vw\test data\ppmd_templates_CSDE1.rvt | 3'-0"¦6'-0"
ppmd_templates_CSDE1.rvt | CSDE1 - EQUIPMENT SCHEDULE | TRUE | Logistics¦AR | CAT_Army | TRUE | fa0e0053-bcc4-42e8-881f-6a4690f994c9 | BVVxz1R2mgb/R2JO6EA4WraAU5VEG4F9/ZnkayZO5uc= | C:\Temp\vw\test data\ppmd_templates_CSDE1.rvt | A¦C¦A¦C¦A¦A¦A¦C¦A¦C¦C¦A¦A¦A¦A¦C¦A
ppmd_templates_CSDE1.rvt | CSDE1 - EQUIPMENT SCHEDULE | TRUE | Logistics¦NA | CAT_Navy | TRUE | 183e77a6-b75d-41a5-8f81-f6abfee236ec | BVVxz1R2mgb/R2JO6EA4WraAU5VEG4F9/ZnkayZO5uc= | C:\Temp\vw\test data\ppmd_templates_CSDE1.rvt | A¦C¦A¦C¦A¦A¦A¦C¦A¦C¦C¦A¦A¦A¦C¦C¦A
ppmd_templates_CSDE1.rvt | CSDE1 - EQUIPMENT SCHEDULE | TRUE | Logistics¦AF | CAT_AF | TRUE | 053816d3-2f83-4e72-9b30-0a25ff75573f | BVVxz1R2mgb/R2JO6EA4WraAU5VEG4F9/ZnkayZO5uc= | C:\Temp\vw\test data\ppmd_templates_CSDE1.rvt | A¦C¦A¦C¦A¦A¦A¦C¦A¦C¦C¦A¦A¦A¦C¦C¦A
ppmd_templates_CSDE1.rvt | CSDE1 - EQUIPMENT SCHEDULE | TRUE | Logistics¦VA | CAT_VA | TRUE | abab06e0-bc20-4958-a9a7-acf73c376614 | BVVxz1R2mgb/R2JO6EA4WraAU5VEG4F9/ZnkayZO5uc= | C:\Temp\vw\test data\ppmd_templates_CSDE1.rvt | A¦C¦A¦C¦A¦A¦A¦C¦A¦C¦C¦A¦A¦A¦C¦C¦A
ppmd_templates_CSDE1.rvt | CSDE1 - EQUIPMENT SCHEDULE | TRUE | Utilities¦1 | UTIL_1_WaterDrain | TRUE | 594b780e-c62e-473b-9f66-4d3db2fa1b7f | BVVxz1R2mgb/R2JO6EA4WraAU5VEG4F9/ZnkayZO5uc= | C:\Temp\vw\test data\ppmd_templates_CSDE1.rvt | D¦-¦-¦-¦-¦-¦-¦-¦I¦-¦-¦B¦A¦D¦F¦-¦F
ppmd_templates_CSDE1.rvt | CSDE1 - EQUIPMENT SCHEDULE | TRUE | Utilities¦2 | UTIL_2_Elec | TRUE | 28082216-138e-4a2f-9824-e96dbd7e3cd0 | BVVxz1R2mgb/R2JO6EA4WraAU5VEG4F9/ZnkayZO5uc= | C:\Temp\vw\test data\ppmd_templates_CSDE1.rvt | -¦-¦-¦-¦-¦-¦-¦-¦B¦-¦-¦-¦-¦-¦G¦-¦F
ppmd_templates_CSDE1.rvt | CSDE1 - EQUIPMENT SCHEDULE | TRUE | Utilities¦3 | UTIL_3_MedGas | TRUE | 22af1ef2-54f0-4b6e-b40a-7064dfb8769c | BVVxz1R2mgb/R2JO6EA4WraAU5VEG4F9/ZnkayZO5uc= | C:\Temp\vw\test data\ppmd_templates_CSDE1.rvt | -¦-¦-¦-¦-¦-¦-¦-¦-¦-¦-¦-¦-¦-¦D¦-¦-
ppmd_templates_CSDE1.rvt | CSDE1 - EQUIPMENT SCHEDULE | TRUE | Utilities¦4 | UTIL_4_MiscGas | TRUE | 745b8c3e-fd4a-4430-994a-d25826e1e484 | BVVxz1R2mgb/R2JO6EA4WraAU5VEG4F9/ZnkayZO5uc= | C:\Temp\vw\test data\ppmd_templates_CSDE1.rvt | -¦-¦-¦-¦-¦-¦-¦-¦-¦-¦-¦-¦-¦-¦A¦-¦-
ppmd_templates_CSDE1.rvt | CSDE1 - EQUIPMENT SCHEDULE | TRUE | Utilities¦5 | UTIL_5_NonMedGas | TRUE | 323edf97-d058-44ef-a0fb-1836c80554d8 | BVVxz1R2mgb/R2JO6EA4WraAU5VEG4F9/ZnkayZO5uc= | C:\Temp\vw\test data\ppmd_templates_CSDE1.rvt | -¦-¦-¦-¦-¦-¦-¦-¦-¦-¦-¦-¦-¦-¦-¦-¦-
ppmd_templates_CSDE1.rvt | CSDE1 - EQUIPMENT SCHEDULE | TRUE | Utilities¦6 | UTIL_6_Misc | TRUE | 38083e2d-8ba3-4868-9752-742b7a4a9586 | BVVxz1R2mgb/R2JO6EA4WraAU5VEG4F9/ZnkayZO5uc= | C:\Temp\vw\test data\ppmd_templates_CSDE1.rvt | -¦-¦-¦-¦-¦-¦-¦-¦E¦-¦-¦-¦-¦-¦E¦-¦-
ppmd_templates_CSDE1.rvt | CSDE1 - INTERIOR DESIGN | FALSE | Floor Finish¦Preferred | Floor Finish | FALSE |  | BVVxz1R2mgb/R2JO6EA4WraAU5VEG4F9/ZnkayZO5uc= | C:\Temp\vw\test data\ppmd_templates_CSDE1.rvt
ppmd_templates_CSDE1.rvt | CSDE1 - INTERIOR DESIGN | FALSE | Floor Finish¦Alternate | Floor Finish2 | TRUE | 4030719d-a272-441a-8bfa-d5eb510a1687 | BVVxz1R2mgb/R2JO6EA4WraAU5VEG4F9/ZnkayZO5uc= | C:\Temp\vw\test data\ppmd_templates_CSDE1.rvt
ppmd_templates_CSDE1.rvt | CSDE1 - INTERIOR DESIGN | FALSE | Wall Finish¦Preferred | Wall Finish | FALSE |  | BVVxz1R2mgb/R2JO6EA4WraAU5VEG4F9/ZnkayZO5uc= | C:\Temp\vw\test data\ppmd_templates_CSDE1.rvt
ppmd_templates_CSDE1.rvt | CSDE1 - INTERIOR DESIGN | FALSE | Wall Finish¦Alternate | Wall Finish2 | TRUE | 5a49d499-57b3-4e1f-afc0-4c041c862be1 | BVVxz1R2mgb/R2JO6EA4WraAU5VEG4F9/ZnkayZO5uc= | C:\Temp\vw\test data\ppmd_templates_CSDE1.rvt
ppmd_templates_CSDE1.rvt | CSDE1 - INTERIOR DESIGN | FALSE | Ceiling Finish¦Preferred | Ceiling Finish | FALSE |  | BVVxz1R2mgb/R2JO6EA4WraAU5VEG4F9/ZnkayZO5uc= | C:\Temp\vw\test data\ppmd_templates_CSDE1.rvt
ppmd_templates_CSDE1.rvt | CSDE1 - INTERIOR DESIGN | FALSE | Ceiling Finish¦Alternate | Ceiling Finish2 | TRUE | acb31fd1-378b-4329-97b0-400ae39b5bc4 | BVVxz1R2mgb/R2JO6EA4WraAU5VEG4F9/ZnkayZO5uc= | C:\Temp\vw\test data\ppmd_templates_CSDE1.rvt
ppmd_templates_CSDE1.rvt | CSDE1 - INTERIOR DESIGN | FALSE | Room Height¦ft - in | Ceiling_Hgt_IP | TRUE | 9f14ca4f-2465-4385-a17c-7aa549f64c09 | BVVxz1R2mgb/R2JO6EA4WraAU5VEG4F9/ZnkayZO5uc= | C:\Temp\vw\test data\ppmd_templates_CSDE1.rvt
ppmd_templates_CSDE1.rvt | CSDE1 - INTERIOR DESIGN | FALSE | Room Noise¦Min NC | Noise_NC_MIN | TRUE | 8c49df6c-7d6b-49fd-9459-f57d0921d704 | BVVxz1R2mgb/R2JO6EA4WraAU5VEG4F9/ZnkayZO5uc= | C:\Temp\vw\test data\ppmd_templates_CSDE1.rvt
ppmd_templates_CSDE1.rvt | CSDE1 - INTERIOR DESIGN | FALSE | Room Noise¦Max NC | Noise_NC_MAX | TRUE | 629b571a-1c14-443c-b8e8-1130b5edb513 | BVVxz1R2mgb/R2JO6EA4WraAU5VEG4F9/ZnkayZO5uc= | C:\Temp\vw\test data\ppmd_templates_CSDE1.rvt
ppmd_templates_CSDE1.rvt | CSDE1 - INTERIOR DESIGN | FALSE | Room Noise¦SC | Noise_SC | TRUE | 44bf9cd1-070a-432c-87d9-26a3211cfe07 | BVVxz1R2mgb/R2JO6EA4WraAU5VEG4F9/ZnkayZO5uc= | C:\Temp\vw\test data\ppmd_templates_CSDE1.rvt
ppmd_templates_CSDE1.rvt | CSDE1 - MECHANICAL DESIGN | FALSE | Air Balance | Air_Balance | TRUE | 587b3cf9-4450-4d95-b8ef-0e93665dbd91 | BVVxz1R2mgb/R2JO6EA4WraAU5VEG4F9/ZnkayZO5uc= | C:\Temp\vw\test data\ppmd_templates_CSDE1.rvt
ppmd_templates_CSDE1.rvt | CSDE1 - MECHANICAL DESIGN | FALSE | Air Changes Total | Air_Changes_Total | TRUE | 3988d7f3-0f28-4410-866c-5bc65e1d842a | BVVxz1R2mgb/R2JO6EA4WraAU5VEG4F9/ZnkayZO5uc= | C:\Temp\vw\test data\ppmd_templates_CSDE1.rvt
ppmd_templates_CSDE1.rvt | CSDE1 - MECHANICAL DESIGN | FALSE | Air Changes OA | Air_Changes_OA | TRUE | b7af949f-3b64-4f85-9391-d9f17dcaad1e | BVVxz1R2mgb/R2JO6EA4WraAU5VEG4F9/ZnkayZO5uc= | C:\Temp\vw\test data\ppmd_templates_CSDE1.rvt
ppmd_templates_CSDE1.rvt | CSDE1 - MECHANICAL DESIGN | FALSE | 100% Exhaust Air | Exhaust_Air_100% | TRUE | 62b97784-583b-47d5-90a3-a90bbb961b6e | BVVxz1R2mgb/R2JO6EA4WraAU5VEG4F9/ZnkayZO5uc= | C:\Temp\vw\test data\ppmd_templates_CSDE1.rvt
ppmd_templates_CSDE1.rvt | CSDE1 - MECHANICAL DESIGN | FALSE | Summer Temp¦F | Temp_Summer_F | TRUE | 1cbf6964-bd0f-4852-b367-ef4828e2e2cc | BVVxz1R2mgb/R2JO6EA4WraAU5VEG4F9/ZnkayZO5uc= | C:\Temp\vw\test data\ppmd_templates_CSDE1.rvt
ppmd_templates_CSDE1.rvt | CSDE1 - MECHANICAL DESIGN | FALSE | Summer Temp¦C | Temp_Summer_C | FALSE |  | BVVxz1R2mgb/R2JO6EA4WraAU5VEG4F9/ZnkayZO5uc= | C:\Temp\vw\test data\ppmd_templates_CSDE1.rvt
ppmd_templates_CSDE1.rvt | CSDE1 - MECHANICAL DESIGN | FALSE | Summer Temp¦Note | Temp_Summer_Note | TRUE | 6248fa3c-bb43-4e1c-91bb-60e102e573b7 | BVVxz1R2mgb/R2JO6EA4WraAU5VEG4F9/ZnkayZO5uc= | C:\Temp\vw\test data\ppmd_templates_CSDE1.rvt
ppmd_templates_CSDE1.rvt | CSDE1 - MECHANICAL DESIGN | FALSE | Winter Temp¦F | Temp_Winter_F | TRUE | b4f9888f-41ad-47ef-a6af-145b3de732c9 | BVVxz1R2mgb/R2JO6EA4WraAU5VEG4F9/ZnkayZO5uc= | C:\Temp\vw\test data\ppmd_templates_CSDE1.rvt
ppmd_templates_CSDE1.rvt | CSDE1 - MECHANICAL DESIGN | FALSE | Winter Temp¦C | Temp_Winter_C | FALSE |  | BVVxz1R2mgb/R2JO6EA4WraAU5VEG4F9/ZnkayZO5uc= | C:\Temp\vw\test data\ppmd_templates_CSDE1.rvt
ppmd_templates_CSDE1.rvt | CSDE1 - MECHANICAL DESIGN | FALSE | Winter Temp¦Note | Temp_Winter_Note | TRUE | aacd83fc-f530-464e-b089-01667d3c52cd | BVVxz1R2mgb/R2JO6EA4WraAU5VEG4F9/ZnkayZO5uc= | C:\Temp\vw\test data\ppmd_templates_CSDE1.rvt
ppmd_templates_CSDE1.rvt | CSDE1 - MECHANICAL DESIGN | FALSE | Max Relative Humidity | Relative_Humidity | TRUE | 36ead6c1-4384-4a65-8654-06a60aef94cb | BVVxz1R2mgb/R2JO6EA4WraAU5VEG4F9/ZnkayZO5uc= | C:\Temp\vw\test data\ppmd_templates_CSDE1.rvt
ppmd_templates_CSDE1.rvt | CSDE1 - MECHANICAL DESIGN | FALSE | Filtration¦Interm % | Filtration_Inter_% | TRUE | 4f03ad65-f905-419e-a0cf-8f58fe921fbc | BVVxz1R2mgb/R2JO6EA4WraAU5VEG4F9/ZnkayZO5uc= | C:\Temp\vw\test data\ppmd_templates_CSDE1.rvt
ppmd_templates_CSDE1.rvt | CSDE1 - MECHANICAL DESIGN | FALSE | Filtration¦Final % | Filtration_Final_% | TRUE | cc736e5f-46f5-476a-8d0a-ceb32d8d4e5a | BVVxz1R2mgb/R2JO6EA4WraAU5VEG4F9/ZnkayZO5uc= | C:\Temp\vw\test data\ppmd_templates_CSDE1.rvt
ppmd_templates_CSDE1.rvt | CSDE1 - MECHANICAL DESIGN | FALSE | Notes | Mech_Notes | TRUE | a32df790-0ab9-4c4a-b19c-511c2eef6d56 | BVVxz1R2mgb/R2JO6EA4WraAU5VEG4F9/ZnkayZO5uc= | C:\Temp\vw\test data\ppmd_templates_CSDE1.rvt
ppmd_templates_CSDE1.rvt | CSDE1 - MEDICAL GAS DESIGN | FALSE | MCA | MedGas_MCA | TRUE | 3b23ea7f-b9f1-4749-8a2b-eb6a4fab4cdc | BVVxz1R2mgb/R2JO6EA4WraAU5VEG4F9/ZnkayZO5uc= | C:\Temp\vw\test data\ppmd_templates_CSDE1.rvt
ppmd_templates_CSDE1.rvt | CSDE1 - MEDICAL GAS DESIGN | FALSE | DCA | MedGas_DCA | TRUE | 20dc9c73-7465-4e8a-8300-4a8b5a46a91c | BVVxz1R2mgb/R2JO6EA4WraAU5VEG4F9/ZnkayZO5uc= | C:\Temp\vw\test data\ppmd_templates_CSDE1.rvt
ppmd_templates_CSDE1.rvt | CSDE1 - MEDICAL GAS DESIGN | FALSE | LA | MedGas_LA | TRUE | 99801083-d820-4c5f-ad07-ab168e1bbda0 | BVVxz1R2mgb/R2JO6EA4WraAU5VEG4F9/ZnkayZO5uc= | C:\Temp\vw\test data\ppmd_templates_CSDE1.rvt
ppmd_templates_CSDE1.rvt | CSDE1 - MEDICAL GAS DESIGN | FALSE | PA | MedGas_PA | TRUE | 55793ba6-1647-428e-86f6-5ce4153c7f2e | BVVxz1R2mgb/R2JO6EA4WraAU5VEG4F9/ZnkayZO5uc= | C:\Temp\vw\test data\ppmd_templates_CSDE1.rvt
ppmd_templates_CSDE1.rvt | CSDE1 - MEDICAL GAS DESIGN | FALSE | MV | MedGas_MV | TRUE | 0a0bec6d-9172-4a2c-9fb3-7616a08f677a | BVVxz1R2mgb/R2JO6EA4WraAU5VEG4F9/ZnkayZO5uc= | C:\Temp\vw\test data\ppmd_templates_CSDE1.rvt
ppmd_templates_CSDE1.rvt | CSDE1 - MEDICAL GAS DESIGN | FALSE | DHV | MedGas_DHV | TRUE | 79779898-9917-494b-a027-0013b44e14f1 | BVVxz1R2mgb/R2JO6EA4WraAU5VEG4F9/ZnkayZO5uc= | C:\Temp\vw\test data\ppmd_templates_CSDE1.rvt
ppmd_templates_CSDE1.rvt | CSDE1 - MEDICAL GAS DESIGN | FALSE | DLV | MedGas_DLV | TRUE | bcdcef93-2e56-440a-a8f7-e9973eadba59 | BVVxz1R2mgb/R2JO6EA4WraAU5VEG4F9/ZnkayZO5uc= | C:\Temp\vw\test data\ppmd_templates_CSDE1.rvt
ppmd_templates_CSDE1.rvt | CSDE1 - MEDICAL GAS DESIGN | FALSE | LDE | MedGas_LDE | TRUE | cc6496eb-fa04-4455-81d4-1dfb1e6aaa52 | BVVxz1R2mgb/R2JO6EA4WraAU5VEG4F9/ZnkayZO5uc= | C:\Temp\vw\test data\ppmd_templates_CSDE1.rvt
ppmd_templates_CSDE1.rvt | CSDE1 - MEDICAL GAS DESIGN | FALSE | OX | MedGas_OX | TRUE | 59f6c2e0-639e-4476-adf0-a5c19b1199db | BVVxz1R2mgb/R2JO6EA4WraAU5VEG4F9/ZnkayZO5uc= | C:\Temp\vw\test data\ppmd_templates_CSDE1.rvt
ppmd_templates_CSDE1.rvt | CSDE1 - MEDICAL GAS DESIGN | FALSE | NO | MedGas_NO | TRUE | 1f31b342-99ad-494b-90ce-f27b8fc04b75 | BVVxz1R2mgb/R2JO6EA4WraAU5VEG4F9/ZnkayZO5uc= | C:\Temp\vw\test data\ppmd_templates_CSDE1.rvt
ppmd_templates_CSDE1.rvt | CSDE1 - MEDICAL GAS DESIGN | FALSE | NI | MedGas_NI | TRUE | ea24567d-1f4e-45f9-907f-a79ef8b323b1 | BVVxz1R2mgb/R2JO6EA4WraAU5VEG4F9/ZnkayZO5uc= | C:\Temp\vw\test data\ppmd_templates_CSDE1.rvt
ppmd_templates_CSDE1.rvt | CSDE1 - MEDICAL GAS DESIGN | FALSE | WAGD | MedGas_WAGD | TRUE | 1aa3572e-5073-44b4-acb3-ff8739230b69 | BVVxz1R2mgb/R2JO6EA4WraAU5VEG4F9/ZnkayZO5uc= | C:\Temp\vw\test data\ppmd_templates_CSDE1.rvt
ppmd_templates_CSDE1.rvt | CSDE1 - MEDICAL GAS DESIGN | FALSE | Notes1 | MedGas_Notes | TRUE | 69d1283f-21ef-46f3-9ebb-e36d00ef4da3 | BVVxz1R2mgb/R2JO6EA4WraAU5VEG4F9/ZnkayZO5uc= | C:\Temp\vw\test data\ppmd_templates_CSDE1.rvt
ppmd_templates_CSDE1.rvt | CSDE1 - MEDICAL GAS DESIGN | FALSE | Notes2 | MedGas_Notes2 | TRUE | 867f4341-094b-4cc7-b128-8c28392e09cd | BVVxz1R2mgb/R2JO6EA4WraAU5VEG4F9/ZnkayZO5uc= | C:\Temp\vw\test data\ppmd_templates_CSDE1.rvt
ppmd_templates_CSDE1.rvt | CSDE1 - STRUCTURAL DESIGN | FALSE | Structural Load¦psf | Str_FloorLoad_psf | TRUE | 654b90c9-d71e-4bcd-9f27-a1532becca95 | BVVxz1R2mgb/R2JO6EA4WraAU5VEG4F9/ZnkayZO5uc= | C:\Temp\vw\test data\ppmd_templates_CSDE1.rvt
ppmd_templates_CSDE1.rvt | CSDE1 - STRUCTURAL DESIGN | FALSE | Structural Load¦kPA | Str_FloorLoad_kPA | FALSE |  | BVVxz1R2mgb/R2JO6EA4WraAU5VEG4F9/ZnkayZO5uc= | C:\Temp\vw\test data\ppmd_templates_CSDE1.rvt
ppmd_templates_CSDE1.rvt | CSDE1 - STRUCTURAL DESIGN | FALSE | Notes | Str_Notes | TRUE | 509b36e6-cf53-4158-b357-61e3cedd6faa | BVVxz1R2mgb/R2JO6EA4WraAU5VEG4F9/ZnkayZO5uc= | C:\Temp\vw\test data\ppmd_templates_CSDE1.rvt
ppmd_templates_CSIA2.rvt | CSIA1 - DATA/TELEPHONE EQUIPMENT | FALSE | JSN | JSN | TRUE | 8632cd76-2ab9-457d-8db7-39197de446a2 | o48F+93SSO5laLUAYNGrUSLY5Ecn009ba59R2xfQmtg= | C:\Temp\vw\test data\ppmd_templates_CSIA2.rvt
ppmd_templates_CSIA2.rvt | CSIA1 - DATA/TELEPHONE EQUIPMENT | FALSE | Nomenclature | Nomenclature | TRUE | f004b755-1952-4a21-a1c1-98f41ef6a86c | o48F+93SSO5laLUAYNGrUSLY5Ecn009ba59R2xfQmtg= | C:\Temp\vw\test data\ppmd_templates_CSIA2.rvt
ppmd_templates_CSIA2.rvt | CSIA1 - DATA/TELEPHONE EQUIPMENT | FALSE | Qty | Count | FALSE |  | o48F+93SSO5laLUAYNGrUSLY5Ecn009ba59R2xfQmtg= | C:\Temp\vw\test data\ppmd_templates_CSIA2.rvt
ppmd_templates_CSIA2.rvt | CSIA1 - DATA/TELEPHONE EQUIPMENT | FALSE | Logistics¦AR | CAT_Army | TRUE | fa0e0053-bcc4-42e8-881f-6a4690f994c9 | o48F+93SSO5laLUAYNGrUSLY5Ecn009ba59R2xfQmtg= | C:\Temp\vw\test data\ppmd_templates_CSIA2.rvt
ppmd_templates_CSIA2.rvt | CSIA1 - DATA/TELEPHONE EQUIPMENT | FALSE | Logistics¦NA | CAT_Navy | TRUE | 183e77a6-b75d-41a5-8f81-f6abfee236ec | o48F+93SSO5laLUAYNGrUSLY5Ecn009ba59R2xfQmtg= | C:\Temp\vw\test data\ppmd_templates_CSIA2.rvt
ppmd_templates_CSIA2.rvt | CSIA1 - DATA/TELEPHONE EQUIPMENT | FALSE | Logistics¦AF | CAT_AF | TRUE | 053816d3-2f83-4e72-9b30-0a25ff75573f | o48F+93SSO5laLUAYNGrUSLY5Ecn009ba59R2xfQmtg= | C:\Temp\vw\test data\ppmd_templates_CSIA2.rvt
ppmd_templates_CSIA2.rvt | CSIA1 - DATA/TELEPHONE EQUIPMENT | FALSE | Logistics¦VA | CAT_VA | TRUE | abab06e0-bc20-4958-a9a7-acf73c376614 | o48F+93SSO5laLUAYNGrUSLY5Ecn009ba59R2xfQmtg= | C:\Temp\vw\test data\ppmd_templates_CSIA2.rvt
ppmd_templates_CSIA2.rvt | CSIA1 - DOOR SCHEDULE | FALSE | Mark | Construction Type | FALSE |  | o48F+93SSO5laLUAYNGrUSLY5Ecn009ba59R2xfQmtg= | C:\Temp\vw\test data\ppmd_templates_CSIA2.rvt | A
ppmd_templates_CSIA2.rvt | CSIA1 - DOOR SCHEDULE | FALSE | Type | Family | FALSE |  | o48F+93SSO5laLUAYNGrUSLY5Ecn009ba59R2xfQmtg= | C:\Temp\vw\test data\ppmd_templates_CSIA2.rvt | Single-Flush¦Single-Flush-Dbl Acting
ppmd_templates_CSIA2.rvt | CSIA1 - DOOR SCHEDULE | FALSE | Count | Count | FALSE |  | o48F+93SSO5laLUAYNGrUSLY5Ecn009ba59R2xfQmtg= | C:\Temp\vw\test data\ppmd_templates_CSIA2.rvt | 1¦1
ppmd_templates_CSIA2.rvt | CSIA1 - DOOR SCHEDULE | FALSE | Height¦ft - in | Height | FALSE |  | o48F+93SSO5laLUAYNGrUSLY5Ecn009ba59R2xfQmtg= | C:\Temp\vw\test data\ppmd_templates_CSIA2.rvt | 7' - 0"¦7' - 0"
ppmd_templates_CSIA2.rvt | CSIA1 - DOOR SCHEDULE | FALSE | Width¦ft - in | Width | FALSE |  | o48F+93SSO5laLUAYNGrUSLY5Ecn009ba59R2xfQmtg= | C:\Temp\vw\test data\ppmd_templates_CSIA2.rvt | 3' - 0"¦3' - 0"
ppmd_templates_CSIA2.rvt | CSIA1 - DOOR SCHEDULE | FALSE | Notes | Type Comments | FALSE |  | o48F+93SSO5laLUAYNGrUSLY5Ecn009ba59R2xfQmtg= | C:\Temp\vw\test data\ppmd_templates_CSIA2.rvt
ppmd_templates_CSIA2.rvt | CSIA1 - ELECTRICAL DESIGN | FALSE | Lighting¦LUX1 | Light_Level_LUX | TRUE | fc853981-f613-4f05-81bd-e48fb947424b | o48F+93SSO5laLUAYNGrUSLY5Ecn009ba59R2xfQmtg= | C:\Temp\vw\test data\ppmd_templates_CSIA2.rvt | 700
ppmd_templates_CSIA2.rvt | CSIA1 - ELECTRICAL DESIGN | FALSE | Lighting¦Footcandles1 | Light_Level_FC | FALSE |  | o48F+93SSO5laLUAYNGrUSLY5Ecn009ba59R2xfQmtg= | C:\Temp\vw\test data\ppmd_templates_CSIA2.rvt | 65
ppmd_templates_CSIA2.rvt | CSIA1 - ELECTRICAL DESIGN | FALSE | Lighting¦LUX2 | Light_Level_LUX2 | TRUE | 172f1cff-58cc-41cd-b888-0e7a81d2bf40 | o48F+93SSO5laLUAYNGrUSLY5Ecn009ba59R2xfQmtg= | C:\Temp\vw\test data\ppmd_templates_CSIA2.rvt | 1100
ppmd_templates_CSIA2.rvt | CSIA1 - ELECTRICAL DESIGN | FALSE | Lighting¦Footcandles2 | Light_Level_FC2 | FALSE |  | o48F+93SSO5laLUAYNGrUSLY5Ecn009ba59R2xfQmtg= | C:\Temp\vw\test data\ppmd_templates_CSIA2.rvt | 102
ppmd_templates_CSIA2.rvt | CSIA1 - ELECTRICAL DESIGN | FALSE | Lighting¦Notes | Light_Notes | TRUE | a36245ac-ea57-45c2-bac5-bed4d04a4f78 | o48F+93SSO5laLUAYNGrUSLY5Ecn009ba59R2xfQmtg= | C:\Temp\vw\test data\ppmd_templates_CSIA2.rvt | F
ppmd_templates_CSIA2.rvt | CSIA1 - ELECTRICAL DESIGN | FALSE | Lighting¦Notes2 | Light_Notes2 | TRUE | 6d0b4891-ce4c-45f8-9560-387866098a10 | o48F+93SSO5laLUAYNGrUSLY5Ecn009ba59R2xfQmtg= | C:\Temp\vw\test data\ppmd_templates_CSIA2.rvt
ppmd_templates_CSIA2.rvt | CSIA1 - ELECTRICAL DESIGN | FALSE | Essential Power¦% Power | ES_Power% | TRUE | 7cbfe71a-865f-4cf4-b400-c67e3939439b | o48F+93SSO5laLUAYNGrUSLY5Ecn009ba59R2xfQmtg= | C:\Temp\vw\test data\ppmd_templates_CSIA2.rvt | -
ppmd_templates_CSIA2.rvt | CSIA1 - ELECTRICAL DESIGN | FALSE | Essential Power¦% Light | ES_Light% | TRUE | af00a8bb-40cb-434a-a7e5-b4140f3c844f | o48F+93SSO5laLUAYNGrUSLY5Ecn009ba59R2xfQmtg= | C:\Temp\vw\test data\ppmd_templates_CSIA2.rvt | -
ppmd_templates_CSIA2.rvt | CSIA1 - ELECTRICAL DESIGN | FALSE | Essential Power¦Notes | ES_Notes | TRUE | 0c3ae867-1060-40b5-bb68-261d16a167a0 | o48F+93SSO5laLUAYNGrUSLY5Ecn009ba59R2xfQmtg= | C:\Temp\vw\test data\ppmd_templates_CSIA2.rvt | U
ppmd_templates_CSIA2.rvt | CSIA1 - EQUIPMENT SCHEDULE | TRUE | JSN | JSN | TRUE | 8632cd76-2ab9-457d-8db7-39197de446a2 | o48F+93SSO5laLUAYNGrUSLY5Ecn009ba59R2xfQmtg= | C:\Temp\vw\test data\ppmd_templates_CSIA2.rvt | A5075¦A5080¦A5145¦CW150¦E0135¦E0945¦F0230¦F2000¦F2020¦F3200¦M1801¦M2700¦P3100¦S0442¦S0495¦S5500¦S5505¦TB025
ppmd_templates_CSIA2.rvt | CSIA1 - EQUIPMENT SCHEDULE | TRUE | Nomenclature | Nomenclature | TRUE | f004b755-1952-4a21-a1c1-98f41ef6a86c | o48F+93SSO5laLUAYNGrUSLY5Ecn009ba59R2xfQmtg= | C:\Temp\vw\test data\ppmd_templates_CSIA2.rvt | Dispenser, Soap, Disposable¦Dispenser, Paper Towel, SS, Surface Mounted¦Hook, Garment, Double, SS, Surface Mounted¦Cabinet, Floor Standing, 5 SH, 2 GDO, ST, 98"x48"¦Bench, Central Sterile¦Mobile, Workstation¦Chair, Drafting, Rotary¦Basket, Wastepaper, Round, Metal¦Can, Trash, 44 Gallon¦Clock, Battery, 12" Diameter¦Computer, Microprocessing, w/Flat Panel Monitor¦Sealer, Heat, Plastic Bag, w/Motor, Portable¦Lavatory, Vitreous China, Slab Type¦Sterilizer,Stm,VAC,2DO,RCSD 2WLL,24x36x48 Chamber¦Loading Car & Transfer Carriage, 24x36x48 Chamber¦Sterilizer, Hydrogen Peroxide Gas, 1.75 cu ft Cham¦Sterilizer, Hydrogen Peroxide Gas, 3.5 cu ft Cham¦Sterile Wrap Rack
ppmd_templates_CSIA2.rvt | CSIA1 - EQUIPMENT SCHEDULE | TRUE | Qty | Count | FALSE |  | o48F+93SSO5laLUAYNGrUSLY5Ecn009ba59R2xfQmtg= | C:\Temp\vw\test data\ppmd_templates_CSIA2.rvt | 1¦1¦2¦2¦3¦3¦3¦4¦1¦1¦3¦3¦1¦2¦2¦1¦1¦1
ppmd_templates_CSIA2.rvt | CSIA1 - EQUIPMENT SCHEDULE | TRUE | LF | Comments | FALSE |  | o48F+93SSO5laLUAYNGrUSLY5Ecn009ba59R2xfQmtg= | C:\Temp\vw\test data\ppmd_templates_CSIA2.rvt
ppmd_templates_CSIA2.rvt | CSIA1 - EQUIPMENT SCHEDULE | TRUE | Logistics¦AR | CAT_Army | TRUE | fa0e0053-bcc4-42e8-881f-6a4690f994c9 | o48F+93SSO5laLUAYNGrUSLY5Ecn009ba59R2xfQmtg= | C:\Temp\vw\test data\ppmd_templates_CSIA2.rvt | C¦A¦A¦A¦C¦C¦C¦C¦C¦C¦C¦C¦A¦A¦A¦C¦C¦C
ppmd_templates_CSIA2.rvt | CSIA1 - EQUIPMENT SCHEDULE | TRUE | Logistics¦NA | CAT_Navy | TRUE | 183e77a6-b75d-41a5-8f81-f6abfee236ec | o48F+93SSO5laLUAYNGrUSLY5Ecn009ba59R2xfQmtg= | C:\Temp\vw\test data\ppmd_templates_CSIA2.rvt | C¦A¦A¦A¦C¦C¦C¦C¦C¦C¦C¦C¦A¦A¦A¦C¦C¦C
ppmd_templates_CSIA2.rvt | CSIA1 - EQUIPMENT SCHEDULE | TRUE | Logistics¦AF | CAT_AF | TRUE | 053816d3-2f83-4e72-9b30-0a25ff75573f | o48F+93SSO5laLUAYNGrUSLY5Ecn009ba59R2xfQmtg= | C:\Temp\vw\test data\ppmd_templates_CSIA2.rvt | C¦A¦A¦A¦C¦C¦C¦C¦C¦C¦C¦C¦A¦A¦A¦C¦C¦C
ppmd_templates_CSIA2.rvt | CSIA1 - EQUIPMENT SCHEDULE | TRUE | Logistics¦VA | CAT_VA | TRUE | abab06e0-bc20-4958-a9a7-acf73c376614 | o48F+93SSO5laLUAYNGrUSLY5Ecn009ba59R2xfQmtg= | C:\Temp\vw\test data\ppmd_templates_CSIA2.rvt | C¦A¦A¦A¦C¦C¦C¦C¦C¦C¦C¦C¦A¦A¦A¦C¦C¦C
ppmd_templates_CSIA2.rvt | CSIA1 - EQUIPMENT SCHEDULE | TRUE | Utilities¦1 | UTIL_1_WaterDrain | TRUE | 594b780e-c62e-473b-9f66-4d3db2fa1b7f | o48F+93SSO5laLUAYNGrUSLY5Ecn009ba59R2xfQmtg= | C:\Temp\vw\test data\ppmd_templates_CSIA2.rvt | -¦-¦-¦-¦-¦-¦-¦-¦-¦-¦-¦-¦D¦B¦-¦-¦-¦-
ppmd_templates_CSIA2.rvt | CSIA1 - EQUIPMENT SCHEDULE | TRUE | Utilities¦2 | UTIL_2_Elec | TRUE | 28082216-138e-4a2f-9824-e96dbd7e3cd0 | o48F+93SSO5laLUAYNGrUSLY5Ecn009ba59R2xfQmtg= | C:\Temp\vw\test data\ppmd_templates_CSIA2.rvt | -¦-¦-¦-¦-¦-¦-¦-¦-¦-¦A¦A¦-¦F¦-¦B¦G¦-
ppmd_templates_CSIA2.rvt | CSIA1 - EQUIPMENT SCHEDULE | TRUE | Utilities¦3 | UTIL_3_MedGas | TRUE | 22af1ef2-54f0-4b6e-b40a-7064dfb8769c | o48F+93SSO5laLUAYNGrUSLY5Ecn009ba59R2xfQmtg= | C:\Temp\vw\test data\ppmd_templates_CSIA2.rvt | -¦-¦-¦-¦-¦-¦-¦-¦-¦-¦-¦-¦-¦D¦-¦-¦-¦-
ppmd_templates_CSIA2.rvt | CSIA1 - EQUIPMENT SCHEDULE | TRUE | Utilities¦4 | UTIL_4_MiscGas | TRUE | 745b8c3e-fd4a-4430-994a-d25826e1e484 | o48F+93SSO5laLUAYNGrUSLY5Ecn009ba59R2xfQmtg= | C:\Temp\vw\test data\ppmd_templates_CSIA2.rvt | -¦-¦-¦-¦-¦-¦-¦-¦-¦-¦-¦-¦-¦A¦-¦-¦-¦-
ppmd_templates_CSIA2.rvt | CSIA1 - EQUIPMENT SCHEDULE | TRUE | Utilities¦5 | UTIL_5_NonMedGas | TRUE | 323edf97-d058-44ef-a0fb-1836c80554d8 | o48F+93SSO5laLUAYNGrUSLY5Ecn009ba59R2xfQmtg= | C:\Temp\vw\test data\ppmd_templates_CSIA2.rvt | -¦-¦-¦-¦-¦-¦-¦-¦-¦-¦-¦-¦-¦-¦-¦-¦-¦-
ppmd_templates_CSIA2.rvt | CSIA1 - EQUIPMENT SCHEDULE | TRUE | Utilities¦6 | UTIL_6_Misc | TRUE | 38083e2d-8ba3-4868-9752-742b7a4a9586 | o48F+93SSO5laLUAYNGrUSLY5Ecn009ba59R2xfQmtg= | C:\Temp\vw\test data\ppmd_templates_CSIA2.rvt | -¦-¦-¦-¦-¦-¦-¦-¦-¦-¦-¦-¦-¦-¦-¦-¦-¦-
ppmd_templates_CSIA2.rvt | CSIA1 - INTERIOR DESIGN | FALSE | Floor Finish¦Preferred | Floor Finish | FALSE |  | o48F+93SSO5laLUAYNGrUSLY5Ecn009ba59R2xfQmtg= | C:\Temp\vw\test data\ppmd_templates_CSIA2.rvt
ppmd_templates_CSIA2.rvt | CSIA1 - INTERIOR DESIGN | FALSE | Floor Finish¦Alternate | Floor Finish2 | TRUE | 4030719d-a272-441a-8bfa-d5eb510a1687 | o48F+93SSO5laLUAYNGrUSLY5Ecn009ba59R2xfQmtg= | C:\Temp\vw\test data\ppmd_templates_CSIA2.rvt
ppmd_templates_CSIA2.rvt | CSIA1 - INTERIOR DESIGN | FALSE | Wall Finish¦Preferred | Wall Finish | FALSE |  | o48F+93SSO5laLUAYNGrUSLY5Ecn009ba59R2xfQmtg= | C:\Temp\vw\test data\ppmd_templates_CSIA2.rvt
ppmd_templates_CSIA2.rvt | CSIA1 - INTERIOR DESIGN | FALSE | Wall Finish¦Alternate | Wall Finish2 | TRUE | 5a49d499-57b3-4e1f-afc0-4c041c862be1 | o48F+93SSO5laLUAYNGrUSLY5Ecn009ba59R2xfQmtg= | C:\Temp\vw\test data\ppmd_templates_CSIA2.rvt
ppmd_templates_CSIA2.rvt | CSIA1 - INTERIOR DESIGN | FALSE | Ceiling Finish¦Preferred | Ceiling Finish | FALSE |  | o48F+93SSO5laLUAYNGrUSLY5Ecn009ba59R2xfQmtg= | C:\Temp\vw\test data\ppmd_templates_CSIA2.rvt
ppmd_templates_CSIA2.rvt | CSIA1 - INTERIOR DESIGN | FALSE | Ceiling Finish¦Alternate | Ceiling Finish2 | TRUE | acb31fd1-378b-4329-97b0-400ae39b5bc4 | o48F+93SSO5laLUAYNGrUSLY5Ecn009ba59R2xfQmtg= | C:\Temp\vw\test data\ppmd_templates_CSIA2.rvt
ppmd_templates_CSIA2.rvt | CSIA1 - INTERIOR DESIGN | FALSE | Room Height¦ft - in | Ceiling_Hgt_IP | TRUE | 9f14ca4f-2465-4385-a17c-7aa549f64c09 | o48F+93SSO5laLUAYNGrUSLY5Ecn009ba59R2xfQmtg= | C:\Temp\vw\test data\ppmd_templates_CSIA2.rvt
ppmd_templates_CSIA2.rvt | CSIA1 - INTERIOR DESIGN | FALSE | Room Noise¦Min NC | Noise_NC_MIN | TRUE | 8c49df6c-7d6b-49fd-9459-f57d0921d704 | o48F+93SSO5laLUAYNGrUSLY5Ecn009ba59R2xfQmtg= | C:\Temp\vw\test data\ppmd_templates_CSIA2.rvt
ppmd_templates_CSIA2.rvt | CSIA1 - INTERIOR DESIGN | FALSE | Room Noise¦Max NC | Noise_NC_MAX | TRUE | 629b571a-1c14-443c-b8e8-1130b5edb513 | o48F+93SSO5laLUAYNGrUSLY5Ecn009ba59R2xfQmtg= | C:\Temp\vw\test data\ppmd_templates_CSIA2.rvt
ppmd_templates_CSIA2.rvt | CSIA1 - INTERIOR DESIGN | FALSE | Room Noise¦SC | Noise_SC | TRUE | 44bf9cd1-070a-432c-87d9-26a3211cfe07 | o48F+93SSO5laLUAYNGrUSLY5Ecn009ba59R2xfQmtg= | C:\Temp\vw\test data\ppmd_templates_CSIA2.rvt
ppmd_templates_CSIA2.rvt | CSIA1 - MECHANICAL DESIGN | FALSE | Air Balance | Air_Balance | TRUE | 587b3cf9-4450-4d95-b8ef-0e93665dbd91 | o48F+93SSO5laLUAYNGrUSLY5Ecn009ba59R2xfQmtg= | C:\Temp\vw\test data\ppmd_templates_CSIA2.rvt
ppmd_templates_CSIA2.rvt | CSIA1 - MECHANICAL DESIGN | FALSE | Air Changes Total | Air_Changes_Total | TRUE | 3988d7f3-0f28-4410-866c-5bc65e1d842a | o48F+93SSO5laLUAYNGrUSLY5Ecn009ba59R2xfQmtg= | C:\Temp\vw\test data\ppmd_templates_CSIA2.rvt
ppmd_templates_CSIA2.rvt | CSIA1 - MECHANICAL DESIGN | FALSE | Air Changes OA | Air_Changes_OA | TRUE | b7af949f-3b64-4f85-9391-d9f17dcaad1e | o48F+93SSO5laLUAYNGrUSLY5Ecn009ba59R2xfQmtg= | C:\Temp\vw\test data\ppmd_templates_CSIA2.rvt
ppmd_templates_CSIA2.rvt | CSIA1 - MECHANICAL DESIGN | FALSE | 100% Exhaust Air | Exhaust_Air_100% | TRUE | 62b97784-583b-47d5-90a3-a90bbb961b6e | o48F+93SSO5laLUAYNGrUSLY5Ecn009ba59R2xfQmtg= | C:\Temp\vw\test data\ppmd_templates_CSIA2.rvt
ppmd_templates_CSIA2.rvt | CSIA1 - MECHANICAL DESIGN | FALSE | Summer Temp¦F | Temp_Summer_F | TRUE | 1cbf6964-bd0f-4852-b367-ef4828e2e2cc | o48F+93SSO5laLUAYNGrUSLY5Ecn009ba59R2xfQmtg= | C:\Temp\vw\test data\ppmd_templates_CSIA2.rvt
ppmd_templates_CSIA2.rvt | CSIA1 - MECHANICAL DESIGN | FALSE | Summer Temp¦C | Temp_Summer_C | FALSE |  | o48F+93SSO5laLUAYNGrUSLY5Ecn009ba59R2xfQmtg= | C:\Temp\vw\test data\ppmd_templates_CSIA2.rvt
ppmd_templates_CSIA2.rvt | CSIA1 - MECHANICAL DESIGN | FALSE | Summer Temp¦Note | Temp_Summer_Note | TRUE | 6248fa3c-bb43-4e1c-91bb-60e102e573b7 | o48F+93SSO5laLUAYNGrUSLY5Ecn009ba59R2xfQmtg= | C:\Temp\vw\test data\ppmd_templates_CSIA2.rvt
ppmd_templates_CSIA2.rvt | CSIA1 - MECHANICAL DESIGN | FALSE | Winter Temp¦F | Temp_Winter_F | TRUE | b4f9888f-41ad-47ef-a6af-145b3de732c9 | o48F+93SSO5laLUAYNGrUSLY5Ecn009ba59R2xfQmtg= | C:\Temp\vw\test data\ppmd_templates_CSIA2.rvt
ppmd_templates_CSIA2.rvt | CSIA1 - MECHANICAL DESIGN | FALSE | Winter Temp¦C | Temp_Winter_C | FALSE |  | o48F+93SSO5laLUAYNGrUSLY5Ecn009ba59R2xfQmtg= | C:\Temp\vw\test data\ppmd_templates_CSIA2.rvt
ppmd_templates_CSIA2.rvt | CSIA1 - MECHANICAL DESIGN | FALSE | Winter Temp¦Note | Temp_Winter_Note | TRUE | aacd83fc-f530-464e-b089-01667d3c52cd | o48F+93SSO5laLUAYNGrUSLY5Ecn009ba59R2xfQmtg= | C:\Temp\vw\test data\ppmd_templates_CSIA2.rvt
ppmd_templates_CSIA2.rvt | CSIA1 - MECHANICAL DESIGN | FALSE | Max Relative Humidity | Relative_Humidity | TRUE | 36ead6c1-4384-4a65-8654-06a60aef94cb | o48F+93SSO5laLUAYNGrUSLY5Ecn009ba59R2xfQmtg= | C:\Temp\vw\test data\ppmd_templates_CSIA2.rvt
ppmd_templates_CSIA2.rvt | CSIA1 - MECHANICAL DESIGN | FALSE | Filtration¦Interm % | Filtration_Inter_% | TRUE | 4f03ad65-f905-419e-a0cf-8f58fe921fbc | o48F+93SSO5laLUAYNGrUSLY5Ecn009ba59R2xfQmtg= | C:\Temp\vw\test data\ppmd_templates_CSIA2.rvt
ppmd_templates_CSIA2.rvt | CSIA1 - MECHANICAL DESIGN | FALSE | Filtration¦Final % | Filtration_Final_% | TRUE | cc736e5f-46f5-476a-8d0a-ceb32d8d4e5a | o48F+93SSO5laLUAYNGrUSLY5Ecn009ba59R2xfQmtg= | C:\Temp\vw\test data\ppmd_templates_CSIA2.rvt
ppmd_templates_CSIA2.rvt | CSIA1 - MECHANICAL DESIGN | FALSE | Notes | Mech_Notes | TRUE | a32df790-0ab9-4c4a-b19c-511c2eef6d56 | o48F+93SSO5laLUAYNGrUSLY5Ecn009ba59R2xfQmtg= | C:\Temp\vw\test data\ppmd_templates_CSIA2.rvt
ppmd_templates_CSIA2.rvt | CSIA1 - MEDICAL GAS DESIGN | FALSE | MCA | MedGas_MCA | TRUE | 3b23ea7f-b9f1-4749-8a2b-eb6a4fab4cdc | o48F+93SSO5laLUAYNGrUSLY5Ecn009ba59R2xfQmtg= | C:\Temp\vw\test data\ppmd_templates_CSIA2.rvt
ppmd_templates_CSIA2.rvt | CSIA1 - MEDICAL GAS DESIGN | FALSE | DCA | MedGas_DCA | TRUE | 20dc9c73-7465-4e8a-8300-4a8b5a46a91c | o48F+93SSO5laLUAYNGrUSLY5Ecn009ba59R2xfQmtg= | C:\Temp\vw\test data\ppmd_templates_CSIA2.rvt
ppmd_templates_CSIA2.rvt | CSIA1 - MEDICAL GAS DESIGN | FALSE | LA | MedGas_LA | TRUE | 99801083-d820-4c5f-ad07-ab168e1bbda0 | o48F+93SSO5laLUAYNGrUSLY5Ecn009ba59R2xfQmtg= | C:\Temp\vw\test data\ppmd_templates_CSIA2.rvt
ppmd_templates_CSIA2.rvt | CSIA1 - MEDICAL GAS DESIGN | FALSE | PA | MedGas_PA | TRUE | 55793ba6-1647-428e-86f6-5ce4153c7f2e | o48F+93SSO5laLUAYNGrUSLY5Ecn009ba59R2xfQmtg= | C:\Temp\vw\test data\ppmd_templates_CSIA2.rvt
ppmd_templates_CSIA2.rvt | CSIA1 - MEDICAL GAS DESIGN | FALSE | MV | MedGas_MV | TRUE | 0a0bec6d-9172-4a2c-9fb3-7616a08f677a | o48F+93SSO5laLUAYNGrUSLY5Ecn009ba59R2xfQmtg= | C:\Temp\vw\test data\ppmd_templates_CSIA2.rvt
ppmd_templates_CSIA2.rvt | CSIA1 - MEDICAL GAS DESIGN | FALSE | DHV | MedGas_DHV | TRUE | 79779898-9917-494b-a027-0013b44e14f1 | o48F+93SSO5laLUAYNGrUSLY5Ecn009ba59R2xfQmtg= | C:\Temp\vw\test data\ppmd_templates_CSIA2.rvt
ppmd_templates_CSIA2.rvt | CSIA1 - MEDICAL GAS DESIGN | FALSE | DLV | MedGas_DLV | TRUE | bcdcef93-2e56-440a-a8f7-e9973eadba59 | o48F+93SSO5laLUAYNGrUSLY5Ecn009ba59R2xfQmtg= | C:\Temp\vw\test data\ppmd_templates_CSIA2.rvt
ppmd_templates_CSIA2.rvt | CSIA1 - MEDICAL GAS DESIGN | FALSE | LDE | MedGas_LDE | TRUE | cc6496eb-fa04-4455-81d4-1dfb1e6aaa52 | o48F+93SSO5laLUAYNGrUSLY5Ecn009ba59R2xfQmtg= | C:\Temp\vw\test data\ppmd_templates_CSIA2.rvt
ppmd_templates_CSIA2.rvt | CSIA1 - MEDICAL GAS DESIGN | FALSE | OX | MedGas_OX | TRUE | 59f6c2e0-639e-4476-adf0-a5c19b1199db | o48F+93SSO5laLUAYNGrUSLY5Ecn009ba59R2xfQmtg= | C:\Temp\vw\test data\ppmd_templates_CSIA2.rvt
ppmd_templates_CSIA2.rvt | CSIA1 - MEDICAL GAS DESIGN | FALSE | NO | MedGas_NO | TRUE | 1f31b342-99ad-494b-90ce-f27b8fc04b75 | o48F+93SSO5laLUAYNGrUSLY5Ecn009ba59R2xfQmtg= | C:\Temp\vw\test data\ppmd_templates_CSIA2.rvt
ppmd_templates_CSIA2.rvt | CSIA1 - MEDICAL GAS DESIGN | FALSE | NI | MedGas_NI | TRUE | ea24567d-1f4e-45f9-907f-a79ef8b323b1 | o48F+93SSO5laLUAYNGrUSLY5Ecn009ba59R2xfQmtg= | C:\Temp\vw\test data\ppmd_templates_CSIA2.rvt
ppmd_templates_CSIA2.rvt | CSIA1 - MEDICAL GAS DESIGN | FALSE | WAGD | MedGas_WAGD | TRUE | 1aa3572e-5073-44b4-acb3-ff8739230b69 | o48F+93SSO5laLUAYNGrUSLY5Ecn009ba59R2xfQmtg= | C:\Temp\vw\test data\ppmd_templates_CSIA2.rvt
ppmd_templates_CSIA2.rvt | CSIA1 - MEDICAL GAS DESIGN | FALSE | Notes1 | MedGas_Notes | TRUE | 69d1283f-21ef-46f3-9ebb-e36d00ef4da3 | o48F+93SSO5laLUAYNGrUSLY5Ecn009ba59R2xfQmtg= | C:\Temp\vw\test data\ppmd_templates_CSIA2.rvt
ppmd_templates_CSIA2.rvt | CSIA1 - MEDICAL GAS DESIGN | FALSE | Notes2 | MedGas_Notes2 | TRUE | 867f4341-094b-4cc7-b128-8c28392e09cd | o48F+93SSO5laLUAYNGrUSLY5Ecn009ba59R2xfQmtg= | C:\Temp\vw\test data\ppmd_templates_CSIA2.rvt
ppmd_templates_CSIA2.rvt | CSIA1 - STRUCTURAL DESIGN | FALSE | Structural Load¦psf | Str_FloorLoad_psf | TRUE | 654b90c9-d71e-4bcd-9f27-a1532becca95 | o48F+93SSO5laLUAYNGrUSLY5Ecn009ba59R2xfQmtg= | C:\Temp\vw\test data\ppmd_templates_CSIA2.rvt
ppmd_templates_CSIA2.rvt | CSIA1 - STRUCTURAL DESIGN | FALSE | Structural Load¦kPA | Str_FloorLoad_kPA | FALSE |  | o48F+93SSO5laLUAYNGrUSLY5Ecn009ba59R2xfQmtg= | C:\Temp\vw\test data\ppmd_templates_CSIA2.rvt
ppmd_templates_CSIA2.rvt | CSIA1 - STRUCTURAL DESIGN | FALSE | Notes | Str_Notes | TRUE | 509b36e6-cf53-4158-b357-61e3cedd6faa | o48F+93SSO5laLUAYNGrUSLY5Ecn009ba59R2xfQmtg= | C:\Temp\vw\test data\ppmd_templates_CSIA2.rvt
ppmd_templates_DNPC2.rvt | DNPC2 - DATA/TELEPHONE EQUIPMENT | FALSE | JSN | JSN | TRUE | 8632cd76-2ab9-457d-8db7-39197de446a2 | 1L48UCXjb20ondlARlIRqLhZxN77SY7DAJnAAJhkWZs= | C:\Temp\vw\test data\ppmd_templates_DNPC2.rvt
ppmd_templates_DNPC2.rvt | DNPC2 - DATA/TELEPHONE EQUIPMENT | FALSE | Nomenclature | Nomenclature | TRUE | f004b755-1952-4a21-a1c1-98f41ef6a86c | 1L48UCXjb20ondlARlIRqLhZxN77SY7DAJnAAJhkWZs= | C:\Temp\vw\test data\ppmd_templates_DNPC2.rvt
ppmd_templates_DNPC2.rvt | DNPC2 - DATA/TELEPHONE EQUIPMENT | FALSE | Qty | Count | FALSE |  | 1L48UCXjb20ondlARlIRqLhZxN77SY7DAJnAAJhkWZs= | C:\Temp\vw\test data\ppmd_templates_DNPC2.rvt
ppmd_templates_DNPC2.rvt | DNPC2 - DATA/TELEPHONE EQUIPMENT | FALSE | Logistics¦AR | CAT_Army | TRUE | fa0e0053-bcc4-42e8-881f-6a4690f994c9 | 1L48UCXjb20ondlARlIRqLhZxN77SY7DAJnAAJhkWZs= | C:\Temp\vw\test data\ppmd_templates_DNPC2.rvt
ppmd_templates_DNPC2.rvt | DNPC2 - DATA/TELEPHONE EQUIPMENT | FALSE | Logistics¦NA | CAT_Navy | TRUE | 183e77a6-b75d-41a5-8f81-f6abfee236ec | 1L48UCXjb20ondlARlIRqLhZxN77SY7DAJnAAJhkWZs= | C:\Temp\vw\test data\ppmd_templates_DNPC2.rvt
ppmd_templates_DNPC2.rvt | DNPC2 - DATA/TELEPHONE EQUIPMENT | FALSE | Logistics¦AF | CAT_AF | TRUE | 053816d3-2f83-4e72-9b30-0a25ff75573f | 1L48UCXjb20ondlARlIRqLhZxN77SY7DAJnAAJhkWZs= | C:\Temp\vw\test data\ppmd_templates_DNPC2.rvt
ppmd_templates_DNPC2.rvt | DNPC2 - DATA/TELEPHONE EQUIPMENT | FALSE | Logistics¦VA | CAT_VA | TRUE | abab06e0-bc20-4958-a9a7-acf73c376614 | 1L48UCXjb20ondlARlIRqLhZxN77SY7DAJnAAJhkWZs= | C:\Temp\vw\test data\ppmd_templates_DNPC2.rvt
ppmd_templates_DNPC2.rvt | DNPC2 - DOOR SCHEDULE | FALSE | Mark | Construction Type | FALSE |  | 1L48UCXjb20ondlARlIRqLhZxN77SY7DAJnAAJhkWZs= | C:\Temp\vw\test data\ppmd_templates_DNPC2.rvt | A
ppmd_templates_DNPC2.rvt | DNPC2 - DOOR SCHEDULE | FALSE | Type | Family | FALSE |  | 1L48UCXjb20ondlARlIRqLhZxN77SY7DAJnAAJhkWZs= | C:\Temp\vw\test data\ppmd_templates_DNPC2.rvt | Single-Flush
ppmd_templates_DNPC2.rvt | DNPC2 - DOOR SCHEDULE | FALSE | Count | Count | FALSE |  | 1L48UCXjb20ondlARlIRqLhZxN77SY7DAJnAAJhkWZs= | C:\Temp\vw\test data\ppmd_templates_DNPC2.rvt | 1
ppmd_templates_DNPC2.rvt | DNPC2 - DOOR SCHEDULE | FALSE | Height¦ft - in | Height | FALSE |  | 1L48UCXjb20ondlARlIRqLhZxN77SY7DAJnAAJhkWZs= | C:\Temp\vw\test data\ppmd_templates_DNPC2.rvt | 7' - 0"
ppmd_templates_DNPC2.rvt | DNPC2 - DOOR SCHEDULE | FALSE | Width¦ft - in | Width | FALSE |  | 1L48UCXjb20ondlARlIRqLhZxN77SY7DAJnAAJhkWZs= | C:\Temp\vw\test data\ppmd_templates_DNPC2.rvt | 3' - 0"
ppmd_templates_DNPC2.rvt | DNPC2 - DOOR SCHEDULE | FALSE | Notes | Type Comments | FALSE |  | 1L48UCXjb20ondlARlIRqLhZxN77SY7DAJnAAJhkWZs= | C:\Temp\vw\test data\ppmd_templates_DNPC2.rvt
ppmd_templates_DNPC2.rvt | DNPC2 - ELECTRICAL DESIGN | FALSE | Lighting¦LUX1 | Light_Level_LUX | TRUE | fc853981-f613-4f05-81bd-e48fb947424b | 1L48UCXjb20ondlARlIRqLhZxN77SY7DAJnAAJhkWZs= | C:\Temp\vw\test data\ppmd_templates_DNPC2.rvt | 700
ppmd_templates_DNPC2.rvt | DNPC2 - ELECTRICAL DESIGN | FALSE | Lighting¦Footcandles1 | Light_Level_FC | FALSE |  | 1L48UCXjb20ondlARlIRqLhZxN77SY7DAJnAAJhkWZs= | C:\Temp\vw\test data\ppmd_templates_DNPC2.rvt | 65
ppmd_templates_DNPC2.rvt | DNPC2 - ELECTRICAL DESIGN | FALSE | Lighting¦LUX2 | Light_Level_LUX2 | TRUE | 172f1cff-58cc-41cd-b888-0e7a81d2bf40 | 1L48UCXjb20ondlARlIRqLhZxN77SY7DAJnAAJhkWZs= | C:\Temp\vw\test data\ppmd_templates_DNPC2.rvt | 1100
ppmd_templates_DNPC2.rvt | DNPC2 - ELECTRICAL DESIGN | FALSE | Lighting¦Footcandles2 | Light_Level_FC2 | FALSE |  | 1L48UCXjb20ondlARlIRqLhZxN77SY7DAJnAAJhkWZs= | C:\Temp\vw\test data\ppmd_templates_DNPC2.rvt | 102
ppmd_templates_DNPC2.rvt | DNPC2 - ELECTRICAL DESIGN | FALSE | Lighting¦Notes | Light_Notes | TRUE | a36245ac-ea57-45c2-bac5-bed4d04a4f78 | 1L48UCXjb20ondlARlIRqLhZxN77SY7DAJnAAJhkWZs= | C:\Temp\vw\test data\ppmd_templates_DNPC2.rvt | C
ppmd_templates_DNPC2.rvt | DNPC2 - ELECTRICAL DESIGN | FALSE | Lighting¦Notes2 | Light_Notes2 | TRUE | 6d0b4891-ce4c-45f8-9560-387866098a10 | 1L48UCXjb20ondlARlIRqLhZxN77SY7DAJnAAJhkWZs= | C:\Temp\vw\test data\ppmd_templates_DNPC2.rvt
ppmd_templates_DNPC2.rvt | DNPC2 - ELECTRICAL DESIGN | FALSE | Essential Power¦% Power | ES_Power% | TRUE | 7cbfe71a-865f-4cf4-b400-c67e3939439b | 1L48UCXjb20ondlARlIRqLhZxN77SY7DAJnAAJhkWZs= | C:\Temp\vw\test data\ppmd_templates_DNPC2.rvt | -
ppmd_templates_DNPC2.rvt | DNPC2 - ELECTRICAL DESIGN | FALSE | Essential Power¦% Light | ES_Light% | TRUE | af00a8bb-40cb-434a-a7e5-b4140f3c844f | 1L48UCXjb20ondlARlIRqLhZxN77SY7DAJnAAJhkWZs= | C:\Temp\vw\test data\ppmd_templates_DNPC2.rvt | -
ppmd_templates_DNPC2.rvt | DNPC2 - ELECTRICAL DESIGN | FALSE | Essential Power¦Notes | ES_Notes | TRUE | 0c3ae867-1060-40b5-bb68-261d16a167a0 | 1L48UCXjb20ondlARlIRqLhZxN77SY7DAJnAAJhkWZs= | C:\Temp\vw\test data\ppmd_templates_DNPC2.rvt | U
ppmd_templates_DNPC2.rvt | DNPC2 - EQUIPMENT SCHEDULE | TRUE | JSN | JSN | TRUE | 8632cd76-2ab9-457d-8db7-39197de446a2 | 1L48UCXjb20ondlARlIRqLhZxN77SY7DAJnAAJhkWZs= | C:\Temp\vw\test data\ppmd_templates_DNPC2.rvt | A5145¦C04H0¦C04J0¦C04L0¦C04P0¦CS270¦CT060¦D0904¦D3295¦D4350¦D4360¦D4510¦D8060¦E0042¦F2000¦F3105¦F3200¦M1801¦M1825¦P1960¦P2450¦R6200
ppmd_templates_DNPC2.rvt | DNPC2 - EQUIPMENT SCHEDULE | TRUE | Nomenclature | Nomenclature | TRUE | f004b755-1952-4a21-a1c1-98f41ef6a86c | 1L48UCXjb20ondlARlIRqLhZxN77SY7DAJnAAJhkWZs= | C:\Temp\vw\test data\ppmd_templates_DNPC2.rvt | Hook, Garment, Double, SS, Surface Mounted¦Cabinet, U/C/B, 2 Half Drawer, 3 Drawer, 36x36x22¦Cabinet, U/C/B, 8 Half Drawer, 36x36x22¦Cabinet, U/C/B, 1 DR, 3 Half DR, 1 Door, 36" W¦Cabinet, Sink, U/C/B, 2 Door, 36x36x22¦Sink, Epoxy Resin, 11x18x15 ID¦Countertop, Modified Epoxy Resin¦Workstation, Tech, Dental, Lab, Single Station¦Chair, Rotary, Laboratory, Dental¦Oven, Curing, Dental¦Pump, Vacuum, Dental Oven¦Furnace, Laboratory, Porcelain Glazing¦Furnace, Porcelain, Vacuum¦Workcenter, Computer, Free Standing, 48" W¦Basket, Wastepaper, Round, Metal¦Safe, F/S , Class 5¦Clock, Battery, 12" Diameter¦Computer, Microprocessing, w/Flat Panel Monitor¦Printer, Computer¦Eyewash, Counter Top¦Valve, Mixing, Thermostatic¦Refrigerator, U/C or F/S, 5 Cu Ft
ppmd_templates_DNPC2.rvt | DNPC2 - EQUIPMENT SCHEDULE | TRUE | Qty | Count | FALSE |  | 1L48UCXjb20ondlARlIRqLhZxN77SY7DAJnAAJhkWZs= | C:\Temp\vw\test data\ppmd_templates_DNPC2.rvt | 1¦1¦1¦1¦1¦1¦1¦2¦2¦2¦2¦2¦2¦1¦2¦1¦1¦1¦1¦1¦1¦1
ppmd_templates_DNPC2.rvt | DNPC2 - EQUIPMENT SCHEDULE | TRUE | LF | Comments | FALSE |  | 1L48UCXjb20ondlARlIRqLhZxN77SY7DAJnAAJhkWZs= | C:\Temp\vw\test data\ppmd_templates_DNPC2.rvt | 18'-0"
ppmd_templates_DNPC2.rvt | DNPC2 - EQUIPMENT SCHEDULE | TRUE | Logistics¦AR | CAT_Army | TRUE | fa0e0053-bcc4-42e8-881f-6a4690f994c9 | 1L48UCXjb20ondlARlIRqLhZxN77SY7DAJnAAJhkWZs= | C:\Temp\vw\test data\ppmd_templates_DNPC2.rvt | A¦A¦A¦A¦A¦A¦A¦A¦C¦C¦C¦C¦C¦C¦C¦C¦C¦C¦C¦A¦A¦C
ppmd_templates_DNPC2.rvt | DNPC2 - EQUIPMENT SCHEDULE | TRUE | Logistics¦NA | CAT_Navy | TRUE | 183e77a6-b75d-41a5-8f81-f6abfee236ec | 1L48UCXjb20ondlARlIRqLhZxN77SY7DAJnAAJhkWZs= | C:\Temp\vw\test data\ppmd_templates_DNPC2.rvt | A¦A¦A¦A¦A¦A¦A¦A¦C¦C¦C¦C¦C¦C¦C¦C¦C¦C¦C¦A¦A¦C
ppmd_templates_DNPC2.rvt | DNPC2 - EQUIPMENT SCHEDULE | TRUE | Logistics¦AF | CAT_AF | TRUE | 053816d3-2f83-4e72-9b30-0a25ff75573f | 1L48UCXjb20ondlARlIRqLhZxN77SY7DAJnAAJhkWZs= | C:\Temp\vw\test data\ppmd_templates_DNPC2.rvt | A¦A¦A¦A¦A¦A¦A¦A¦C¦C¦C¦C¦C¦C¦C¦C¦C¦C¦C¦A¦A¦C
ppmd_templates_DNPC2.rvt | DNPC2 - EQUIPMENT SCHEDULE | TRUE | Logistics¦VA | CAT_VA | TRUE | abab06e0-bc20-4958-a9a7-acf73c376614 | 1L48UCXjb20ondlARlIRqLhZxN77SY7DAJnAAJhkWZs= | C:\Temp\vw\test data\ppmd_templates_DNPC2.rvt | A¦A¦A¦A¦A¦A¦A¦A¦C¦C¦C¦C¦C¦C¦C¦C¦C¦C¦C¦A¦A¦C
ppmd_templates_DNPC2.rvt | DNPC2 - EQUIPMENT SCHEDULE | TRUE | Utilities¦1 | UTIL_1_WaterDrain | TRUE | 594b780e-c62e-473b-9f66-4d3db2fa1b7f | 1L48UCXjb20ondlARlIRqLhZxN77SY7DAJnAAJhkWZs= | C:\Temp\vw\test data\ppmd_templates_DNPC2.rvt | -¦-¦-¦-¦-¦D¦-¦-¦-¦-¦-¦-¦-¦-¦-¦-¦-¦-¦-¦B¦A¦-
ppmd_templates_DNPC2.rvt | DNPC2 - EQUIPMENT SCHEDULE | TRUE | Utilities¦2 | UTIL_2_Elec | TRUE | 28082216-138e-4a2f-9824-e96dbd7e3cd0 | 1L48UCXjb20ondlARlIRqLhZxN77SY7DAJnAAJhkWZs= | C:\Temp\vw\test data\ppmd_templates_DNPC2.rvt | -¦-¦-¦-¦-¦-¦-¦A¦-¦A¦A¦A¦B¦-¦-¦-¦-¦A¦A¦-¦-¦A
ppmd_templates_DNPC2.rvt | DNPC2 - EQUIPMENT SCHEDULE | TRUE | Utilities¦3 | UTIL_3_MedGas | TRUE | 22af1ef2-54f0-4b6e-b40a-7064dfb8769c | 1L48UCXjb20ondlARlIRqLhZxN77SY7DAJnAAJhkWZs= | C:\Temp\vw\test data\ppmd_templates_DNPC2.rvt | -¦-¦-¦-¦-¦-¦-¦D¦-¦-¦-¦-¦-¦-¦-¦-¦-¦-¦-¦-¦-¦-
ppmd_templates_DNPC2.rvt | DNPC2 - EQUIPMENT SCHEDULE | TRUE | Utilities¦4 | UTIL_4_MiscGas | TRUE | 745b8c3e-fd4a-4430-994a-d25826e1e484 | 1L48UCXjb20ondlARlIRqLhZxN77SY7DAJnAAJhkWZs= | C:\Temp\vw\test data\ppmd_templates_DNPC2.rvt | -¦-¦-¦-¦-¦-¦-¦-¦-¦-¦-¦-¦-¦-¦-¦-¦-¦-¦-¦-¦-¦-
ppmd_templates_DNPC2.rvt | DNPC2 - EQUIPMENT SCHEDULE | TRUE | Utilities¦5 | UTIL_5_NonMedGas | TRUE | 323edf97-d058-44ef-a0fb-1836c80554d8 | 1L48UCXjb20ondlARlIRqLhZxN77SY7DAJnAAJhkWZs= | C:\Temp\vw\test data\ppmd_templates_DNPC2.rvt | -¦-¦-¦-¦-¦-¦-¦A¦-¦-¦-¦-¦-¦-¦-¦-¦-¦-¦-¦-¦-¦-
ppmd_templates_DNPC2.rvt | DNPC2 - EQUIPMENT SCHEDULE | TRUE | Utilities¦6 | UTIL_6_Misc | TRUE | 38083e2d-8ba3-4868-9752-742b7a4a9586 | 1L48UCXjb20ondlARlIRqLhZxN77SY7DAJnAAJhkWZs= | C:\Temp\vw\test data\ppmd_templates_DNPC2.rvt | -¦-¦-¦-¦-¦-¦-¦-¦-¦-¦-¦-¦-¦-¦-¦-¦-¦-¦-¦-¦-¦-
ppmd_templates_DNPC2.rvt | DNPC2 - INTERIOR DESIGN | FALSE | Floor Finish¦Preferred | Floor Finish | FALSE |  | 1L48UCXjb20ondlARlIRqLhZxN77SY7DAJnAAJhkWZs= | C:\Temp\vw\test data\ppmd_templates_DNPC2.rvt | US
ppmd_templates_DNPC2.rvt | DNPC2 - INTERIOR DESIGN | FALSE | Floor Finish¦Alternate | Floor Finish2 | TRUE | 4030719d-a272-441a-8bfa-d5eb510a1687 | 1L48UCXjb20ondlARlIRqLhZxN77SY7DAJnAAJhkWZs= | C:\Temp\vw\test data\ppmd_templates_DNPC2.rvt | UT
ppmd_templates_DNPC2.rvt | DNPC2 - INTERIOR DESIGN | FALSE | Wall Finish¦Preferred | Wall Finish | FALSE |  | 1L48UCXjb20ondlARlIRqLhZxN77SY7DAJnAAJhkWZs= | C:\Temp\vw\test data\ppmd_templates_DNPC2.rvt | GLG
ppmd_templates_DNPC2.rvt | DNPC2 - INTERIOR DESIGN | FALSE | Wall Finish¦Alternate | Wall Finish2 | TRUE | 5a49d499-57b3-4e1f-afc0-4c041c862be1 | 1L48UCXjb20ondlARlIRqLhZxN77SY7DAJnAAJhkWZs= | C:\Temp\vw\test data\ppmd_templates_DNPC2.rvt | GPT
ppmd_templates_DNPC2.rvt | DNPC2 - INTERIOR DESIGN | FALSE | Ceiling Finish¦Preferred | Ceiling Finish | FALSE |  | 1L48UCXjb20ondlARlIRqLhZxN77SY7DAJnAAJhkWZs= | C:\Temp\vw\test data\ppmd_templates_DNPC2.rvt | AT1
ppmd_templates_DNPC2.rvt | DNPC2 - INTERIOR DESIGN | FALSE | Ceiling Finish¦Alternate | Ceiling Finish2 | TRUE | acb31fd1-378b-4329-97b0-400ae39b5bc4 | 1L48UCXjb20ondlARlIRqLhZxN77SY7DAJnAAJhkWZs= | C:\Temp\vw\test data\ppmd_templates_DNPC2.rvt | -
ppmd_templates_DNPC2.rvt | DNPC2 - INTERIOR DESIGN | FALSE | Room Height¦ft - in | Ceiling_Hgt_IP | TRUE | 9f14ca4f-2465-4385-a17c-7aa549f64c09 | 1L48UCXjb20ondlARlIRqLhZxN77SY7DAJnAAJhkWZs= | C:\Temp\vw\test data\ppmd_templates_DNPC2.rvt | 8' - 6"
ppmd_templates_DNPC2.rvt | DNPC2 - INTERIOR DESIGN | FALSE | Room Noise¦Min NC | Noise_NC_MIN | TRUE | 8c49df6c-7d6b-49fd-9459-f57d0921d704 | 1L48UCXjb20ondlARlIRqLhZxN77SY7DAJnAAJhkWZs= | C:\Temp\vw\test data\ppmd_templates_DNPC2.rvt | 30
ppmd_templates_DNPC2.rvt | DNPC2 - INTERIOR DESIGN | FALSE | Room Noise¦Max NC | Noise_NC_MAX | TRUE | 629b571a-1c14-443c-b8e8-1130b5edb513 | 1L48UCXjb20ondlARlIRqLhZxN77SY7DAJnAAJhkWZs= | C:\Temp\vw\test data\ppmd_templates_DNPC2.rvt | 50
ppmd_templates_DNPC2.rvt | DNPC2 - INTERIOR DESIGN | FALSE | Room Noise¦SC | Noise_SC | TRUE | 44bf9cd1-070a-432c-87d9-26a3211cfe07 | 1L48UCXjb20ondlARlIRqLhZxN77SY7DAJnAAJhkWZs= | C:\Temp\vw\test data\ppmd_templates_DNPC2.rvt | 40
ppmd_templates_DNPC2.rvt | DNPC2 - MECHANICAL DESIGN | FALSE | Air Balance | Air_Balance | TRUE | 587b3cf9-4450-4d95-b8ef-0e93665dbd91 | 1L48UCXjb20ondlARlIRqLhZxN77SY7DAJnAAJhkWZs= | C:\Temp\vw\test data\ppmd_templates_DNPC2.rvt | +
ppmd_templates_DNPC2.rvt | DNPC2 - MECHANICAL DESIGN | FALSE | Air Changes Total | Air_Changes_Total | TRUE | 3988d7f3-0f28-4410-866c-5bc65e1d842a | 1L48UCXjb20ondlARlIRqLhZxN77SY7DAJnAAJhkWZs= | C:\Temp\vw\test data\ppmd_templates_DNPC2.rvt | 10
ppmd_templates_DNPC2.rvt | DNPC2 - MECHANICAL DESIGN | FALSE | Air Changes OA | Air_Changes_OA | TRUE | b7af949f-3b64-4f85-9391-d9f17dcaad1e | 1L48UCXjb20ondlARlIRqLhZxN77SY7DAJnAAJhkWZs= | C:\Temp\vw\test data\ppmd_templates_DNPC2.rvt | 2.5
ppmd_templates_DNPC2.rvt | DNPC2 - MECHANICAL DESIGN | FALSE | 100% Exhaust Air | Exhaust_Air_100% | TRUE | 62b97784-583b-47d5-90a3-a90bbb961b6e | 1L48UCXjb20ondlARlIRqLhZxN77SY7DAJnAAJhkWZs= | C:\Temp\vw\test data\ppmd_templates_DNPC2.rvt | Y
ppmd_templates_DNPC2.rvt | DNPC2 - MECHANICAL DESIGN | FALSE | Summer Temp¦F | Temp_Summer_F | TRUE | 1cbf6964-bd0f-4852-b367-ef4828e2e2cc | 1L48UCXjb20ondlARlIRqLhZxN77SY7DAJnAAJhkWZs= | C:\Temp\vw\test data\ppmd_templates_DNPC2.rvt
ppmd_templates_DNPC2.rvt | DNPC2 - MECHANICAL DESIGN | FALSE | Summer Temp¦C | Temp_Summer_C | FALSE |  | 1L48UCXjb20ondlARlIRqLhZxN77SY7DAJnAAJhkWZs= | C:\Temp\vw\test data\ppmd_templates_DNPC2.rvt
ppmd_templates_DNPC2.rvt | DNPC2 - MECHANICAL DESIGN | FALSE | Summer Temp¦Note | Temp_Summer_Note | TRUE | 6248fa3c-bb43-4e1c-91bb-60e102e573b7 | 1L48UCXjb20ondlARlIRqLhZxN77SY7DAJnAAJhkWZs= | C:\Temp\vw\test data\ppmd_templates_DNPC2.rvt
ppmd_templates_DNPC2.rvt | DNPC2 - MECHANICAL DESIGN | FALSE | Winter Temp¦F | Temp_Winter_F | TRUE | b4f9888f-41ad-47ef-a6af-145b3de732c9 | 1L48UCXjb20ondlARlIRqLhZxN77SY7DAJnAAJhkWZs= | C:\Temp\vw\test data\ppmd_templates_DNPC2.rvt | 68
ppmd_templates_DNPC2.rvt | DNPC2 - MECHANICAL DESIGN | FALSE | Winter Temp¦C | Temp_Winter_C | FALSE |  | 1L48UCXjb20ondlARlIRqLhZxN77SY7DAJnAAJhkWZs= | C:\Temp\vw\test data\ppmd_templates_DNPC2.rvt | 20
ppmd_templates_DNPC2.rvt | DNPC2 - MECHANICAL DESIGN | FALSE | Winter Temp¦Note | Temp_Winter_Note | TRUE | aacd83fc-f530-464e-b089-01667d3c52cd | 1L48UCXjb20ondlARlIRqLhZxN77SY7DAJnAAJhkWZs= | C:\Temp\vw\test data\ppmd_templates_DNPC2.rvt
ppmd_templates_DNPC2.rvt | DNPC2 - MECHANICAL DESIGN | FALSE | Max Relative Humidity | Relative_Humidity | TRUE | 36ead6c1-4384-4a65-8654-06a60aef94cb | 1L48UCXjb20ondlARlIRqLhZxN77SY7DAJnAAJhkWZs= | C:\Temp\vw\test data\ppmd_templates_DNPC2.rvt | -
ppmd_templates_DNPC2.rvt | DNPC2 - MECHANICAL DESIGN | FALSE | Filtration¦Interm % | Filtration_Inter_% | TRUE | 4f03ad65-f905-419e-a0cf-8f58fe921fbc | 1L48UCXjb20ondlARlIRqLhZxN77SY7DAJnAAJhkWZs= | C:\Temp\vw\test data\ppmd_templates_DNPC2.rvt | 13
ppmd_templates_DNPC2.rvt | DNPC2 - MECHANICAL DESIGN | FALSE | Filtration¦Final % | Filtration_Final_% | TRUE | cc736e5f-46f5-476a-8d0a-ceb32d8d4e5a | 1L48UCXjb20ondlARlIRqLhZxN77SY7DAJnAAJhkWZs= | C:\Temp\vw\test data\ppmd_templates_DNPC2.rvt | -
ppmd_templates_DNPC2.rvt | DNPC2 - MECHANICAL DESIGN | FALSE | Notes | Mech_Notes | TRUE | a32df790-0ab9-4c4a-b19c-511c2eef6d56 | 1L48UCXjb20ondlARlIRqLhZxN77SY7DAJnAAJhkWZs= | C:\Temp\vw\test data\ppmd_templates_DNPC2.rvt | M
ppmd_templates_DNPC2.rvt | DNPC2 - MEDICAL GAS DESIGN | FALSE | MCA | MedGas_MCA | TRUE | 3b23ea7f-b9f1-4749-8a2b-eb6a4fab4cdc | 1L48UCXjb20ondlARlIRqLhZxN77SY7DAJnAAJhkWZs= | C:\Temp\vw\test data\ppmd_templates_DNPC2.rvt | -
ppmd_templates_DNPC2.rvt | DNPC2 - MEDICAL GAS DESIGN | FALSE | DCA | MedGas_DCA | TRUE | 20dc9c73-7465-4e8a-8300-4a8b5a46a91c | 1L48UCXjb20ondlARlIRqLhZxN77SY7DAJnAAJhkWZs= | C:\Temp\vw\test data\ppmd_templates_DNPC2.rvt | 1
ppmd_templates_DNPC2.rvt | DNPC2 - MEDICAL GAS DESIGN | FALSE | LA | MedGas_LA | TRUE | 99801083-d820-4c5f-ad07-ab168e1bbda0 | 1L48UCXjb20ondlARlIRqLhZxN77SY7DAJnAAJhkWZs= | C:\Temp\vw\test data\ppmd_templates_DNPC2.rvt | -
ppmd_templates_DNPC2.rvt | DNPC2 - MEDICAL GAS DESIGN | FALSE | PA | MedGas_PA | TRUE | 55793ba6-1647-428e-86f6-5ce4153c7f2e | 1L48UCXjb20ondlARlIRqLhZxN77SY7DAJnAAJhkWZs= | C:\Temp\vw\test data\ppmd_templates_DNPC2.rvt | -
ppmd_templates_DNPC2.rvt | DNPC2 - MEDICAL GAS DESIGN | FALSE | MV | MedGas_MV | TRUE | 0a0bec6d-9172-4a2c-9fb3-7616a08f677a | 1L48UCXjb20ondlARlIRqLhZxN77SY7DAJnAAJhkWZs= | C:\Temp\vw\test data\ppmd_templates_DNPC2.rvt | -
ppmd_templates_DNPC2.rvt | DNPC2 - MEDICAL GAS DESIGN | FALSE | DHV | MedGas_DHV | TRUE | 79779898-9917-494b-a027-0013b44e14f1 | 1L48UCXjb20ondlARlIRqLhZxN77SY7DAJnAAJhkWZs= | C:\Temp\vw\test data\ppmd_templates_DNPC2.rvt | -
ppmd_templates_DNPC2.rvt | DNPC2 - MEDICAL GAS DESIGN | FALSE | DLV | MedGas_DLV | TRUE | bcdcef93-2e56-440a-a8f7-e9973eadba59 | 1L48UCXjb20ondlARlIRqLhZxN77SY7DAJnAAJhkWZs= | C:\Temp\vw\test data\ppmd_templates_DNPC2.rvt | -
ppmd_templates_DNPC2.rvt | DNPC2 - MEDICAL GAS DESIGN | FALSE | LDE | MedGas_LDE | TRUE | cc6496eb-fa04-4455-81d4-1dfb1e6aaa52 | 1L48UCXjb20ondlARlIRqLhZxN77SY7DAJnAAJhkWZs= | C:\Temp\vw\test data\ppmd_templates_DNPC2.rvt | 1
ppmd_templates_DNPC2.rvt | DNPC2 - MEDICAL GAS DESIGN | FALSE | OX | MedGas_OX | TRUE | 59f6c2e0-639e-4476-adf0-a5c19b1199db | 1L48UCXjb20ondlARlIRqLhZxN77SY7DAJnAAJhkWZs= | C:\Temp\vw\test data\ppmd_templates_DNPC2.rvt | -
ppmd_templates_DNPC2.rvt | DNPC2 - MEDICAL GAS DESIGN | FALSE | NO | MedGas_NO | TRUE | 1f31b342-99ad-494b-90ce-f27b8fc04b75 | 1L48UCXjb20ondlARlIRqLhZxN77SY7DAJnAAJhkWZs= | C:\Temp\vw\test data\ppmd_templates_DNPC2.rvt | -
ppmd_templates_DNPC2.rvt | DNPC2 - MEDICAL GAS DESIGN | FALSE | NI | MedGas_NI | TRUE | ea24567d-1f4e-45f9-907f-a79ef8b323b1 | 1L48UCXjb20ondlARlIRqLhZxN77SY7DAJnAAJhkWZs= | C:\Temp\vw\test data\ppmd_templates_DNPC2.rvt | -
ppmd_templates_DNPC2.rvt | DNPC2 - MEDICAL GAS DESIGN | FALSE | WAGD | MedGas_WAGD | TRUE | 1aa3572e-5073-44b4-acb3-ff8739230b69 | 1L48UCXjb20ondlARlIRqLhZxN77SY7DAJnAAJhkWZs= | C:\Temp\vw\test data\ppmd_templates_DNPC2.rvt | -
ppmd_templates_DNPC2.rvt | DNPC2 - MEDICAL GAS DESIGN | FALSE | Notes1 | MedGas_Notes | TRUE | 69d1283f-21ef-46f3-9ebb-e36d00ef4da3 | 1L48UCXjb20ondlARlIRqLhZxN77SY7DAJnAAJhkWZs= | C:\Temp\vw\test data\ppmd_templates_DNPC2.rvt | B, L
ppmd_templates_DNPC2.rvt | DNPC2 - MEDICAL GAS DESIGN | FALSE | Notes2 | MedGas_Notes2 | TRUE | 867f4341-094b-4cc7-b128-8c28392e09cd | 1L48UCXjb20ondlARlIRqLhZxN77SY7DAJnAAJhkWZs= | C:\Temp\vw\test data\ppmd_templates_DNPC2.rvt
ppmd_templates_DNPC2.rvt | DNPC2 - STRUCTURAL DESIGN | FALSE | Structural Load¦psf | Str_FloorLoad_psf | TRUE | 654b90c9-d71e-4bcd-9f27-a1532becca95 | 1L48UCXjb20ondlARlIRqLhZxN77SY7DAJnAAJhkWZs= | C:\Temp\vw\test data\ppmd_templates_DNPC2.rvt | 60
ppmd_templates_DNPC2.rvt | DNPC2 - STRUCTURAL DESIGN | FALSE | Structural Load¦kPA | Str_FloorLoad_kPA | FALSE |  | 1L48UCXjb20ondlARlIRqLhZxN77SY7DAJnAAJhkWZs= | C:\Temp\vw\test data\ppmd_templates_DNPC2.rvt | 3
ppmd_templates_DNPC2.rvt | DNPC2 - STRUCTURAL DESIGN | FALSE | Notes | Str_Notes | TRUE | 509b36e6-cf53-4158-b357-61e3cedd6faa | 1L48UCXjb20ondlARlIRqLhZxN77SY7DAJnAAJhkWZs= | C:\Temp\vw\test data\ppmd_templates_DNPC2.rvt
ppmd_templates_DNPL2.rvt | DNPL2 - DATA/ELECTRICAL EQUIPMENT | FALSE | JSN | JSN | TRUE | 8632cd76-2ab9-457d-8db7-39197de446a2 | zEgX5zwYNuVS96XOy+ECO1NJW1deeRdkrZ40KlCqVWM= | C:\Temp\vw\test data\ppmd_templates_DNPL2.rvt
ppmd_templates_DNPL2.rvt | DNPL2 - DATA/ELECTRICAL EQUIPMENT | FALSE | Nomenclature | Nomenclature | TRUE | f004b755-1952-4a21-a1c1-98f41ef6a86c | zEgX5zwYNuVS96XOy+ECO1NJW1deeRdkrZ40KlCqVWM= | C:\Temp\vw\test data\ppmd_templates_DNPL2.rvt
ppmd_templates_DNPL2.rvt | DNPL2 - DATA/ELECTRICAL EQUIPMENT | FALSE | Qty | Count | FALSE |  | zEgX5zwYNuVS96XOy+ECO1NJW1deeRdkrZ40KlCqVWM= | C:\Temp\vw\test data\ppmd_templates_DNPL2.rvt
ppmd_templates_DNPL2.rvt | DNPL2 - DATA/ELECTRICAL EQUIPMENT | FALSE | Logistics¦AR | CAT_Army | TRUE | fa0e0053-bcc4-42e8-881f-6a4690f994c9 | zEgX5zwYNuVS96XOy+ECO1NJW1deeRdkrZ40KlCqVWM= | C:\Temp\vw\test data\ppmd_templates_DNPL2.rvt
ppmd_templates_DNPL2.rvt | DNPL2 - DATA/ELECTRICAL EQUIPMENT | FALSE | Logistics¦NA | CAT_Navy | TRUE | 183e77a6-b75d-41a5-8f81-f6abfee236ec | zEgX5zwYNuVS96XOy+ECO1NJW1deeRdkrZ40KlCqVWM= | C:\Temp\vw\test data\ppmd_templates_DNPL2.rvt
ppmd_templates_DNPL2.rvt | DNPL2 - DATA/ELECTRICAL EQUIPMENT | FALSE | Logistics¦AF | CAT_AF | TRUE | 053816d3-2f83-4e72-9b30-0a25ff75573f | zEgX5zwYNuVS96XOy+ECO1NJW1deeRdkrZ40KlCqVWM= | C:\Temp\vw\test data\ppmd_templates_DNPL2.rvt
ppmd_templates_DNPL2.rvt | DNPL2 - DATA/ELECTRICAL EQUIPMENT | FALSE | Logistics¦VA | CAT_VA | TRUE | abab06e0-bc20-4958-a9a7-acf73c376614 | zEgX5zwYNuVS96XOy+ECO1NJW1deeRdkrZ40KlCqVWM= | C:\Temp\vw\test data\ppmd_templates_DNPL2.rvt
ppmd_templates_DNPL2.rvt | DNPL2 - DOOR SCHEDULE | FALSE | Mark | Construction Type | FALSE |  | zEgX5zwYNuVS96XOy+ECO1NJW1deeRdkrZ40KlCqVWM= | C:\Temp\vw\test data\ppmd_templates_DNPL2.rvt | A
ppmd_templates_DNPL2.rvt | DNPL2 - DOOR SCHEDULE | FALSE | Type | Family | FALSE |  | zEgX5zwYNuVS96XOy+ECO1NJW1deeRdkrZ40KlCqVWM= | C:\Temp\vw\test data\ppmd_templates_DNPL2.rvt | Single-Flush
ppmd_templates_DNPL2.rvt | DNPL2 - DOOR SCHEDULE | FALSE | Count | Count | FALSE |  | zEgX5zwYNuVS96XOy+ECO1NJW1deeRdkrZ40KlCqVWM= | C:\Temp\vw\test data\ppmd_templates_DNPL2.rvt | 2
ppmd_templates_DNPL2.rvt | DNPL2 - DOOR SCHEDULE | FALSE | Height¦ft - in | Height | FALSE |  | zEgX5zwYNuVS96XOy+ECO1NJW1deeRdkrZ40KlCqVWM= | C:\Temp\vw\test data\ppmd_templates_DNPL2.rvt | 7' - 0"
ppmd_templates_DNPL2.rvt | DNPL2 - DOOR SCHEDULE | FALSE | Width¦ft - in | Width | FALSE |  | zEgX5zwYNuVS96XOy+ECO1NJW1deeRdkrZ40KlCqVWM= | C:\Temp\vw\test data\ppmd_templates_DNPL2.rvt | 3' - 0"
ppmd_templates_DNPL2.rvt | DNPL2 - DOOR SCHEDULE | FALSE | Notes | Type Comments | FALSE |  | zEgX5zwYNuVS96XOy+ECO1NJW1deeRdkrZ40KlCqVWM= | C:\Temp\vw\test data\ppmd_templates_DNPL2.rvt
ppmd_templates_DNPL2.rvt | DNPL2 - ELECTRICAL DESIGN | FALSE | Lighting¦LUX1 | Light_Level_LUX | TRUE | fc853981-f613-4f05-81bd-e48fb947424b | zEgX5zwYNuVS96XOy+ECO1NJW1deeRdkrZ40KlCqVWM= | C:\Temp\vw\test data\ppmd_templates_DNPL2.rvt | 700
ppmd_templates_DNPL2.rvt | DNPL2 - ELECTRICAL DESIGN | FALSE | Lighting¦Footcandles1 | Light_Level_FC | FALSE |  | zEgX5zwYNuVS96XOy+ECO1NJW1deeRdkrZ40KlCqVWM= | C:\Temp\vw\test data\ppmd_templates_DNPL2.rvt | 65
ppmd_templates_DNPL2.rvt | DNPL2 - ELECTRICAL DESIGN | FALSE | Lighting¦LUX2 | Light_Level_LUX2 | TRUE | 172f1cff-58cc-41cd-b888-0e7a81d2bf40 | zEgX5zwYNuVS96XOy+ECO1NJW1deeRdkrZ40KlCqVWM= | C:\Temp\vw\test data\ppmd_templates_DNPL2.rvt | 1100
ppmd_templates_DNPL2.rvt | DNPL2 - ELECTRICAL DESIGN | FALSE | Lighting¦Footcandles2 | Light_Level_FC2 | FALSE |  | zEgX5zwYNuVS96XOy+ECO1NJW1deeRdkrZ40KlCqVWM= | C:\Temp\vw\test data\ppmd_templates_DNPL2.rvt | 102
ppmd_templates_DNPL2.rvt | DNPL2 - ELECTRICAL DESIGN | FALSE | Lighting¦Notes | Light_Notes | TRUE | a36245ac-ea57-45c2-bac5-bed4d04a4f78 | zEgX5zwYNuVS96XOy+ECO1NJW1deeRdkrZ40KlCqVWM= | C:\Temp\vw\test data\ppmd_templates_DNPL2.rvt | C
ppmd_templates_DNPL2.rvt | DNPL2 - ELECTRICAL DESIGN | FALSE | Lighting¦Notes2 | Light_Notes2 | TRUE | 6d0b4891-ce4c-45f8-9560-387866098a10 | zEgX5zwYNuVS96XOy+ECO1NJW1deeRdkrZ40KlCqVWM= | C:\Temp\vw\test data\ppmd_templates_DNPL2.rvt
ppmd_templates_DNPL2.rvt | DNPL2 - ELECTRICAL DESIGN | FALSE | Essential Power¦% Power | ES_Power% | TRUE | 7cbfe71a-865f-4cf4-b400-c67e3939439b | zEgX5zwYNuVS96XOy+ECO1NJW1deeRdkrZ40KlCqVWM= | C:\Temp\vw\test data\ppmd_templates_DNPL2.rvt | -
ppmd_templates_DNPL2.rvt | DNPL2 - ELECTRICAL DESIGN | FALSE | Essential Power¦% Light | ES_Light% | TRUE | af00a8bb-40cb-434a-a7e5-b4140f3c844f | zEgX5zwYNuVS96XOy+ECO1NJW1deeRdkrZ40KlCqVWM= | C:\Temp\vw\test data\ppmd_templates_DNPL2.rvt | -
ppmd_templates_DNPL2.rvt | DNPL2 - ELECTRICAL DESIGN | FALSE | Essential Power¦Notes | ES_Notes | TRUE | 0c3ae867-1060-40b5-bb68-261d16a167a0 | zEgX5zwYNuVS96XOy+ECO1NJW1deeRdkrZ40KlCqVWM= | C:\Temp\vw\test data\ppmd_templates_DNPL2.rvt | U
ppmd_templates_DNPL2.rvt | DNPL2 - EQUIPMENT SCHEDULE | TRUE | JSN | JSN | TRUE | 8632cd76-2ab9-457d-8db7-39197de446a2 | zEgX5zwYNuVS96XOy+ECO1NJW1deeRdkrZ40KlCqVWM= | C:\Temp\vw\test data\ppmd_templates_DNPL2.rvt | A5065¦A5075¦A5080¦A5145¦C0039¦CS090¦CS200¦CT050¦D0755¦D0900¦D0904¦D0925¦D0930¦D0942¦D0980¦D2535¦D2540¦D3295¦D4100¦D4260¦D4320¦D4500¦D4560¦D4590¦D6600¦D6650¦D8530¦D8555¦D8650¦D8950¦D9015¦D9035¦D9050¦D9280¦E0963¦F3200¦M1210¦M1801¦M1825¦M2015¦P2000¦P7650
ppmd_templates_DNPL2.rvt | DNPL2 - EQUIPMENT SCHEDULE | TRUE | Nomenclature | Nomenclature | TRUE | f004b755-1952-4a21-a1c1-98f41ef6a86c | zEgX5zwYNuVS96XOy+ECO1NJW1deeRdkrZ40KlCqVWM= | C:\Temp\vw\test data\ppmd_templates_DNPL2.rvt | Cabinet, Narcotic, U/C or Ctr, With Safe¦Dispenser, Soap, Disposable¦Dispenser, Paper Towel, SS, Surface Mounted¦Hook, Garment, Double, SS, Surface Mounted¦Rail, Apron, 4x48x1¦Sink, SS, Single Compartment, 7.5x19x16 ID¦Sink, SS, Single Compartment, 12x28x16 ID¦Countertop, Stainless Steel¦Tank Assembly, Boilout/Curing, Double¦Workstation, Dental Lab, Receiving¦Workstation, Tech, Dental, Lab, Single Station¦Hood, Fume, Dental Acrylic, Floor Standing¦Workstation, Dental Lab, Casting¦Workstation, Dental Lab, Microblasting¦Workstation, Dental Lab, Polishing, Single¦Welder, Tack, Orthodontic¦Casting Machine, Manual, Broken Arm¦Chair, Rotary, Laboratory, Dental¦Cleaner, Steam, Dental¦Handpiece, Laboratory, Dental, Electric¦Press, Flask, Hydraulic, Single Flask¦Furnace, Laboratory, Dental, Burnout¦Engine, Dental, Bench, Electric¦Chisel, Dental, Pneumatic¦Mixer / Investor, With Vacuum¦Former, Vacuum, With Motor, Vacuum Pump, Heater¦Polisher, Electrochemical¦Torch, Casting/Soldering, Dental¦Chute, Waste, Plaster, Counter Mounted¦Vibrator, Dental, Heavy Duty¦Microfinisher, Dental, Counter Mounted¦Driver, Model Indexing Pins¦Trimmer, Model, Dental, 1/4 HP¦Legs, Rail, Apron¦Cart, General Storage, Mobile¦Clock, Battery, 12" Diameter¦Balance, Electronic, Laboratory/Pharmacy¦Computer, Microprocessing, w/Flat Panel Monitor¦Printer, Computer¦Cabinet, Storage, Flammable, Freestanding¦Eyewash, Wall Mounted, Hands-Free¦Trap, Plaster, Small
ppmd_templates_DNPL2.rvt | DNPL2 - EQUIPMENT SCHEDULE | TRUE | Qty | Count | FALSE |  | zEgX5zwYNuVS96XOy+ECO1NJW1deeRdkrZ40KlCqVWM= | C:\Temp\vw\test data\ppmd_templates_DNPL2.rvt | 1¦3¦3¦1¦3¦2¦1¦3¦1¦1¦6¦1¦1¦1¦2¦1¦1¦4¦1¦1¦1¦2¦1¦1¦1¦1¦1¦1¦1¦1¦1¦1¦1¦1¦3¦1¦1¦1¦1¦1¦1¦1
ppmd_templates_DNPL2.rvt | DNPL2 - EQUIPMENT SCHEDULE | TRUE | LF | Comments | FALSE |  | zEgX5zwYNuVS96XOy+ECO1NJW1deeRdkrZ40KlCqVWM= | C:\Temp\vw\test data\ppmd_templates_DNPL2.rvt | 4'-0"
ppmd_templates_DNPL2.rvt | DNPL2 - EQUIPMENT SCHEDULE | TRUE | Logistics¦AR | CAT_Army | TRUE | fa0e0053-bcc4-42e8-881f-6a4690f994c9 | zEgX5zwYNuVS96XOy+ECO1NJW1deeRdkrZ40KlCqVWM= | C:\Temp\vw\test data\ppmd_templates_DNPL2.rvt | C¦C¦A¦A¦A¦A¦A¦A¦A¦A¦A¦A¦A¦A¦A¦C¦C¦C¦C¦C¦C¦C¦C¦C¦C¦C¦C¦C¦A¦C¦A¦C¦A¦A¦C¦C¦C¦C¦C¦C¦A¦A
ppmd_templates_DNPL2.rvt | DNPL2 - EQUIPMENT SCHEDULE | TRUE | Logistics¦NA | CAT_Navy | TRUE | 183e77a6-b75d-41a5-8f81-f6abfee236ec | zEgX5zwYNuVS96XOy+ECO1NJW1deeRdkrZ40KlCqVWM= | C:\Temp\vw\test data\ppmd_templates_DNPL2.rvt | C¦C¦A¦A¦A¦A¦A¦A¦A¦A¦A¦A¦A¦F¦A¦C¦C¦C¦C¦C¦C¦C¦C¦C¦C¦C¦C¦C¦A¦C¦A¦C¦A¦A¦C¦C¦C¦C¦C¦C¦A¦A
ppmd_templates_DNPL2.rvt | DNPL2 - EQUIPMENT SCHEDULE | TRUE | Logistics¦AF | CAT_AF | TRUE | 053816d3-2f83-4e72-9b30-0a25ff75573f | zEgX5zwYNuVS96XOy+ECO1NJW1deeRdkrZ40KlCqVWM= | C:\Temp\vw\test data\ppmd_templates_DNPL2.rvt | C¦C¦A¦A¦A¦A¦A¦A¦A¦A¦A¦A¦A¦F¦A¦C¦C¦C¦C¦C¦C¦C¦C¦C¦C¦C¦C¦C¦A¦C¦A¦C¦A¦A¦C¦C¦C¦C¦C¦C¦A¦A
ppmd_templates_DNPL2.rvt | DNPL2 - EQUIPMENT SCHEDULE | TRUE | Logistics¦VA | CAT_VA | TRUE | abab06e0-bc20-4958-a9a7-acf73c376614 | zEgX5zwYNuVS96XOy+ECO1NJW1deeRdkrZ40KlCqVWM= | C:\Temp\vw\test data\ppmd_templates_DNPL2.rvt | C¦C¦A¦A¦A¦A¦A¦A¦A¦A¦A¦A¦A¦F¦A¦C¦C¦C¦C¦C¦C¦C¦C¦C¦C¦C¦C¦C¦A¦C¦A¦C¦A¦A¦C¦C¦C¦C¦C¦C¦A¦A
ppmd_templates_DNPL2.rvt | DNPL2 - EQUIPMENT SCHEDULE | TRUE | Utilities¦1 | UTIL_1_WaterDrain | TRUE | 594b780e-c62e-473b-9f66-4d3db2fa1b7f | zEgX5zwYNuVS96XOy+ECO1NJW1deeRdkrZ40KlCqVWM= | C:\Temp\vw\test data\ppmd_templates_DNPL2.rvt | -¦-¦-¦-¦-¦D¦D¦-¦D¦-¦-¦D¦-¦-¦-¦-¦-¦-¦D¦-¦-¦-¦-¦-¦-¦-¦-¦-¦-¦-¦-¦-¦B¦-¦-¦-¦-¦-¦-¦-¦B¦I
ppmd_templates_DNPL2.rvt | DNPL2 - EQUIPMENT SCHEDULE | TRUE | Utilities¦2 | UTIL_2_Elec | TRUE | 28082216-138e-4a2f-9824-e96dbd7e3cd0 | zEgX5zwYNuVS96XOy+ECO1NJW1deeRdkrZ40KlCqVWM= | C:\Temp\vw\test data\ppmd_templates_DNPL2.rvt | -¦-¦-¦-¦-¦-¦-¦-¦A¦-¦A¦A¦A¦A¦A¦A¦-¦-¦D¦A¦-¦A¦A¦-¦A¦A¦A¦-¦-¦A¦A¦A¦A¦-¦-¦-¦A¦A¦A¦-¦-¦-
ppmd_templates_DNPL2.rvt | DNPL2 - EQUIPMENT SCHEDULE | TRUE | Utilities¦3 | UTIL_3_MedGas | TRUE | 22af1ef2-54f0-4b6e-b40a-7064dfb8769c | zEgX5zwYNuVS96XOy+ECO1NJW1deeRdkrZ40KlCqVWM= | C:\Temp\vw\test data\ppmd_templates_DNPL2.rvt | -¦-¦-¦-¦-¦-¦-¦-¦-¦-¦D¦-¦-¦D¦-¦-¦-¦-¦-¦-¦-¦-¦-¦D¦-¦-¦-¦C¦-¦-¦D¦-¦-¦-¦-¦-¦-¦-¦-¦-¦-¦-
ppmd_templates_DNPL2.rvt | DNPL2 - EQUIPMENT SCHEDULE | TRUE | Utilities¦4 | UTIL_4_MiscGas | TRUE | 745b8c3e-fd4a-4430-994a-d25826e1e484 | zEgX5zwYNuVS96XOy+ECO1NJW1deeRdkrZ40KlCqVWM= | C:\Temp\vw\test data\ppmd_templates_DNPL2.rvt | -¦-¦-¦-¦-¦-¦-¦-¦-¦-¦-¦-¦-¦-¦-¦-¦-¦-¦-¦-¦-¦-¦-¦-¦-¦-¦-¦-¦-¦-¦-¦-¦-¦-¦-¦-¦-¦-¦-¦-¦-¦-
ppmd_templates_DNPL2.rvt | DNPL2 - EQUIPMENT SCHEDULE | TRUE | Utilities¦5 | UTIL_5_NonMedGas | TRUE | 323edf97-d058-44ef-a0fb-1836c80554d8 | zEgX5zwYNuVS96XOy+ECO1NJW1deeRdkrZ40KlCqVWM= | C:\Temp\vw\test data\ppmd_templates_DNPL2.rvt | -¦-¦-¦-¦-¦-¦-¦-¦A¦-¦A¦-¦-¦-¦-¦-¦-¦-¦-¦-¦-¦-¦-¦-¦-¦-¦-¦A¦-¦-¦-¦-¦-¦-¦-¦-¦-¦-¦-¦-¦-¦-
ppmd_templates_DNPL2.rvt | DNPL2 - EQUIPMENT SCHEDULE | TRUE | Utilities¦6 | UTIL_6_Misc | TRUE | 38083e2d-8ba3-4868-9752-742b7a4a9586 | zEgX5zwYNuVS96XOy+ECO1NJW1deeRdkrZ40KlCqVWM= | C:\Temp\vw\test data\ppmd_templates_DNPL2.rvt | -¦-¦-¦-¦-¦-¦-¦-¦E¦-¦-¦E¦E¦-¦-¦-¦-¦-¦-¦-¦-¦-¦-¦-¦-¦-¦-¦E¦-¦-¦-¦-¦-¦-¦-¦-¦-¦-¦-¦-¦-¦-
ppmd_templates_DNPL2.rvt | DNPL2 - INTERIOR DESIGN | FALSE | Floor Finish¦Preferred | Floor Finish | FALSE |  | zEgX5zwYNuVS96XOy+ECO1NJW1deeRdkrZ40KlCqVWM= | C:\Temp\vw\test data\ppmd_templates_DNPL2.rvt | US
ppmd_templates_DNPL2.rvt | DNPL2 - INTERIOR DESIGN | FALSE | Floor Finish¦Alternate | Floor Finish2 | TRUE | 4030719d-a272-441a-8bfa-d5eb510a1687 | zEgX5zwYNuVS96XOy+ECO1NJW1deeRdkrZ40KlCqVWM= | C:\Temp\vw\test data\ppmd_templates_DNPL2.rvt | UT
ppmd_templates_DNPL2.rvt | DNPL2 - INTERIOR DESIGN | FALSE | Wall Finish¦Preferred | Wall Finish | FALSE |  | zEgX5zwYNuVS96XOy+ECO1NJW1deeRdkrZ40KlCqVWM= | C:\Temp\vw\test data\ppmd_templates_DNPL2.rvt | GLG
ppmd_templates_DNPL2.rvt | DNPL2 - INTERIOR DESIGN | FALSE | Wall Finish¦Alternate | Wall Finish2 | TRUE | 5a49d499-57b3-4e1f-afc0-4c041c862be1 | zEgX5zwYNuVS96XOy+ECO1NJW1deeRdkrZ40KlCqVWM= | C:\Temp\vw\test data\ppmd_templates_DNPL2.rvt | GPT
ppmd_templates_DNPL2.rvt | DNPL2 - INTERIOR DESIGN | FALSE | Ceiling Finish¦Preferred | Ceiling Finish | FALSE |  | zEgX5zwYNuVS96XOy+ECO1NJW1deeRdkrZ40KlCqVWM= | C:\Temp\vw\test data\ppmd_templates_DNPL2.rvt | AT1
ppmd_templates_DNPL2.rvt | DNPL2 - INTERIOR DESIGN | FALSE | Ceiling Finish¦Alternate | Ceiling Finish2 | TRUE | acb31fd1-378b-4329-97b0-400ae39b5bc4 | zEgX5zwYNuVS96XOy+ECO1NJW1deeRdkrZ40KlCqVWM= | C:\Temp\vw\test data\ppmd_templates_DNPL2.rvt | -
ppmd_templates_DNPL2.rvt | DNPL2 - INTERIOR DESIGN | FALSE | Room Height¦ft - in | Ceiling_Hgt_IP | TRUE | 9f14ca4f-2465-4385-a17c-7aa549f64c09 | zEgX5zwYNuVS96XOy+ECO1NJW1deeRdkrZ40KlCqVWM= | C:\Temp\vw\test data\ppmd_templates_DNPL2.rvt | 8' - 6"
ppmd_templates_DNPL2.rvt | DNPL2 - INTERIOR DESIGN | FALSE | Room Noise¦Min NC | Noise_NC_MIN | TRUE | 8c49df6c-7d6b-49fd-9459-f57d0921d704 | zEgX5zwYNuVS96XOy+ECO1NJW1deeRdkrZ40KlCqVWM= | C:\Temp\vw\test data\ppmd_templates_DNPL2.rvt | 30
ppmd_templates_DNPL2.rvt | DNPL2 - INTERIOR DESIGN | FALSE | Room Noise¦Max NC | Noise_NC_MAX | TRUE | 629b571a-1c14-443c-b8e8-1130b5edb513 | zEgX5zwYNuVS96XOy+ECO1NJW1deeRdkrZ40KlCqVWM= | C:\Temp\vw\test data\ppmd_templates_DNPL2.rvt | 50
ppmd_templates_DNPL2.rvt | DNPL2 - INTERIOR DESIGN | FALSE | Room Noise¦SC | Noise_SC | TRUE | 44bf9cd1-070a-432c-87d9-26a3211cfe07 | zEgX5zwYNuVS96XOy+ECO1NJW1deeRdkrZ40KlCqVWM= | C:\Temp\vw\test data\ppmd_templates_DNPL2.rvt | 40
ppmd_templates_DNPL2.rvt | DNPL2 - MECHANICAL DESIGN | FALSE | Air Balance | Air_Balance | TRUE | 587b3cf9-4450-4d95-b8ef-0e93665dbd91 | zEgX5zwYNuVS96XOy+ECO1NJW1deeRdkrZ40KlCqVWM= | C:\Temp\vw\test data\ppmd_templates_DNPL2.rvt | -
ppmd_templates_DNPL2.rvt | DNPL2 - MECHANICAL DESIGN | FALSE | Air Changes Total | Air_Changes_Total | TRUE | 3988d7f3-0f28-4410-866c-5bc65e1d842a | zEgX5zwYNuVS96XOy+ECO1NJW1deeRdkrZ40KlCqVWM= | C:\Temp\vw\test data\ppmd_templates_DNPL2.rvt | 10
ppmd_templates_DNPL2.rvt | DNPL2 - MECHANICAL DESIGN | FALSE | Air Changes OA | Air_Changes_OA | TRUE | b7af949f-3b64-4f85-9391-d9f17dcaad1e | zEgX5zwYNuVS96XOy+ECO1NJW1deeRdkrZ40KlCqVWM= | C:\Temp\vw\test data\ppmd_templates_DNPL2.rvt | 2.5
ppmd_templates_DNPL2.rvt | DNPL2 - MECHANICAL DESIGN | FALSE | 100% Exhaust Air | Exhaust_Air_100% | TRUE | 62b97784-583b-47d5-90a3-a90bbb961b6e | zEgX5zwYNuVS96XOy+ECO1NJW1deeRdkrZ40KlCqVWM= | C:\Temp\vw\test data\ppmd_templates_DNPL2.rvt | Y
ppmd_templates_DNPL2.rvt | DNPL2 - MECHANICAL DESIGN | FALSE | Summer Temp¦F | Temp_Summer_F | TRUE | 1cbf6964-bd0f-4852-b367-ef4828e2e2cc | zEgX5zwYNuVS96XOy+ECO1NJW1deeRdkrZ40KlCqVWM= | C:\Temp\vw\test data\ppmd_templates_DNPL2.rvt
ppmd_templates_DNPL2.rvt | DNPL2 - MECHANICAL DESIGN | FALSE | Summer Temp¦C | Temp_Summer_C | FALSE |  | zEgX5zwYNuVS96XOy+ECO1NJW1deeRdkrZ40KlCqVWM= | C:\Temp\vw\test data\ppmd_templates_DNPL2.rvt
ppmd_templates_DNPL2.rvt | DNPL2 - MECHANICAL DESIGN | FALSE | Summer Temp¦Note | Temp_Summer_Note | TRUE | 6248fa3c-bb43-4e1c-91bb-60e102e573b7 | zEgX5zwYNuVS96XOy+ECO1NJW1deeRdkrZ40KlCqVWM= | C:\Temp\vw\test data\ppmd_templates_DNPL2.rvt
ppmd_templates_DNPL2.rvt | DNPL2 - MECHANICAL DESIGN | FALSE | Winter Temp¦F | Temp_Winter_F | TRUE | b4f9888f-41ad-47ef-a6af-145b3de732c9 | zEgX5zwYNuVS96XOy+ECO1NJW1deeRdkrZ40KlCqVWM= | C:\Temp\vw\test data\ppmd_templates_DNPL2.rvt | 68
ppmd_templates_DNPL2.rvt | DNPL2 - MECHANICAL DESIGN | FALSE | Winter Temp¦C | Temp_Winter_C | FALSE |  | zEgX5zwYNuVS96XOy+ECO1NJW1deeRdkrZ40KlCqVWM= | C:\Temp\vw\test data\ppmd_templates_DNPL2.rvt | 20
ppmd_templates_DNPL2.rvt | DNPL2 - MECHANICAL DESIGN | FALSE | Winter Temp¦Note | Temp_Winter_Note | TRUE | aacd83fc-f530-464e-b089-01667d3c52cd | zEgX5zwYNuVS96XOy+ECO1NJW1deeRdkrZ40KlCqVWM= | C:\Temp\vw\test data\ppmd_templates_DNPL2.rvt
ppmd_templates_DNPL2.rvt | DNPL2 - MECHANICAL DESIGN | FALSE | Max Relative Humidity | Relative_Humidity | TRUE | 36ead6c1-4384-4a65-8654-06a60aef94cb | zEgX5zwYNuVS96XOy+ECO1NJW1deeRdkrZ40KlCqVWM= | C:\Temp\vw\test data\ppmd_templates_DNPL2.rvt | -
ppmd_templates_DNPL2.rvt | DNPL2 - MECHANICAL DESIGN | FALSE | Filtration¦Interm % | Filtration_Inter_% | TRUE | 4f03ad65-f905-419e-a0cf-8f58fe921fbc | zEgX5zwYNuVS96XOy+ECO1NJW1deeRdkrZ40KlCqVWM= | C:\Temp\vw\test data\ppmd_templates_DNPL2.rvt | 13
ppmd_templates_DNPL2.rvt | DNPL2 - MECHANICAL DESIGN | FALSE | Filtration¦Final % | Filtration_Final_% | TRUE | cc736e5f-46f5-476a-8d0a-ceb32d8d4e5a | zEgX5zwYNuVS96XOy+ECO1NJW1deeRdkrZ40KlCqVWM= | C:\Temp\vw\test data\ppmd_templates_DNPL2.rvt | -
ppmd_templates_DNPL2.rvt | DNPL2 - MECHANICAL DESIGN | FALSE | Notes | Mech_Notes | TRUE | a32df790-0ab9-4c4a-b19c-511c2eef6d56 | zEgX5zwYNuVS96XOy+ECO1NJW1deeRdkrZ40KlCqVWM= | C:\Temp\vw\test data\ppmd_templates_DNPL2.rvt | M
ppmd_templates_DNPL2.rvt | DNPL2 - MEDICAL GAS DESIGN | FALSE | MCA | MedGas_MCA | TRUE | 3b23ea7f-b9f1-4749-8a2b-eb6a4fab4cdc | zEgX5zwYNuVS96XOy+ECO1NJW1deeRdkrZ40KlCqVWM= | C:\Temp\vw\test data\ppmd_templates_DNPL2.rvt | -
ppmd_templates_DNPL2.rvt | DNPL2 - MEDICAL GAS DESIGN | FALSE | DCA | MedGas_DCA | TRUE | 20dc9c73-7465-4e8a-8300-4a8b5a46a91c | zEgX5zwYNuVS96XOy+ECO1NJW1deeRdkrZ40KlCqVWM= | C:\Temp\vw\test data\ppmd_templates_DNPL2.rvt | 1
ppmd_templates_DNPL2.rvt | DNPL2 - MEDICAL GAS DESIGN | FALSE | LA | MedGas_LA | TRUE | 99801083-d820-4c5f-ad07-ab168e1bbda0 | zEgX5zwYNuVS96XOy+ECO1NJW1deeRdkrZ40KlCqVWM= | C:\Temp\vw\test data\ppmd_templates_DNPL2.rvt | -
ppmd_templates_DNPL2.rvt | DNPL2 - MEDICAL GAS DESIGN | FALSE | PA | MedGas_PA | TRUE | 55793ba6-1647-428e-86f6-5ce4153c7f2e | zEgX5zwYNuVS96XOy+ECO1NJW1deeRdkrZ40KlCqVWM= | C:\Temp\vw\test data\ppmd_templates_DNPL2.rvt | -
ppmd_templates_DNPL2.rvt | DNPL2 - MEDICAL GAS DESIGN | FALSE | MV | MedGas_MV | TRUE | 0a0bec6d-9172-4a2c-9fb3-7616a08f677a | zEgX5zwYNuVS96XOy+ECO1NJW1deeRdkrZ40KlCqVWM= | C:\Temp\vw\test data\ppmd_templates_DNPL2.rvt | -
ppmd_templates_DNPL2.rvt | DNPL2 - MEDICAL GAS DESIGN | FALSE | DHV | MedGas_DHV | TRUE | 79779898-9917-494b-a027-0013b44e14f1 | zEgX5zwYNuVS96XOy+ECO1NJW1deeRdkrZ40KlCqVWM= | C:\Temp\vw\test data\ppmd_templates_DNPL2.rvt | -
ppmd_templates_DNPL2.rvt | DNPL2 - MEDICAL GAS DESIGN | FALSE | DLV | MedGas_DLV | TRUE | bcdcef93-2e56-440a-a8f7-e9973eadba59 | zEgX5zwYNuVS96XOy+ECO1NJW1deeRdkrZ40KlCqVWM= | C:\Temp\vw\test data\ppmd_templates_DNPL2.rvt | -
ppmd_templates_DNPL2.rvt | DNPL2 - MEDICAL GAS DESIGN | FALSE | LDE | MedGas_LDE | TRUE | cc6496eb-fa04-4455-81d4-1dfb1e6aaa52 | zEgX5zwYNuVS96XOy+ECO1NJW1deeRdkrZ40KlCqVWM= | C:\Temp\vw\test data\ppmd_templates_DNPL2.rvt | 1
ppmd_templates_DNPL2.rvt | DNPL2 - MEDICAL GAS DESIGN | FALSE | OX | MedGas_OX | TRUE | 59f6c2e0-639e-4476-adf0-a5c19b1199db | zEgX5zwYNuVS96XOy+ECO1NJW1deeRdkrZ40KlCqVWM= | C:\Temp\vw\test data\ppmd_templates_DNPL2.rvt | -
ppmd_templates_DNPL2.rvt | DNPL2 - MEDICAL GAS DESIGN | FALSE | NO | MedGas_NO | TRUE | 1f31b342-99ad-494b-90ce-f27b8fc04b75 | zEgX5zwYNuVS96XOy+ECO1NJW1deeRdkrZ40KlCqVWM= | C:\Temp\vw\test data\ppmd_templates_DNPL2.rvt | -
ppmd_templates_DNPL2.rvt | DNPL2 - MEDICAL GAS DESIGN | FALSE | NI | MedGas_NI | TRUE | ea24567d-1f4e-45f9-907f-a79ef8b323b1 | zEgX5zwYNuVS96XOy+ECO1NJW1deeRdkrZ40KlCqVWM= | C:\Temp\vw\test data\ppmd_templates_DNPL2.rvt | -
ppmd_templates_DNPL2.rvt | DNPL2 - MEDICAL GAS DESIGN | FALSE | WAGD | MedGas_WAGD | TRUE | 1aa3572e-5073-44b4-acb3-ff8739230b69 | zEgX5zwYNuVS96XOy+ECO1NJW1deeRdkrZ40KlCqVWM= | C:\Temp\vw\test data\ppmd_templates_DNPL2.rvt | -
ppmd_templates_DNPL2.rvt | DNPL2 - MEDICAL GAS DESIGN | FALSE | Notes1 | MedGas_Notes | TRUE | 69d1283f-21ef-46f3-9ebb-e36d00ef4da3 | zEgX5zwYNuVS96XOy+ECO1NJW1deeRdkrZ40KlCqVWM= | C:\Temp\vw\test data\ppmd_templates_DNPL2.rvt | B, L
ppmd_templates_DNPL2.rvt | DNPL2 - MEDICAL GAS DESIGN | FALSE | Notes2 | MedGas_Notes2 | TRUE | 867f4341-094b-4cc7-b128-8c28392e09cd | zEgX5zwYNuVS96XOy+ECO1NJW1deeRdkrZ40KlCqVWM= | C:\Temp\vw\test data\ppmd_templates_DNPL2.rvt
ppmd_templates_DNPL2.rvt | DNPL2 - STRUCTURAL DESIGN | FALSE | Structural Load¦psf | Str_FloorLoad_psf | TRUE | 654b90c9-d71e-4bcd-9f27-a1532becca95 | zEgX5zwYNuVS96XOy+ECO1NJW1deeRdkrZ40KlCqVWM= | C:\Temp\vw\test data\ppmd_templates_DNPL2.rvt | 60
ppmd_templates_DNPL2.rvt | DNPL2 - STRUCTURAL DESIGN | FALSE | Structural Load¦kPA | Str_FloorLoad_kPA | FALSE |  | zEgX5zwYNuVS96XOy+ECO1NJW1deeRdkrZ40KlCqVWM= | C:\Temp\vw\test data\ppmd_templates_DNPL2.rvt | 3
ppmd_templates_DNPL2.rvt | DNPL2 - STRUCTURAL DESIGN | FALSE | Notes | Str_Notes | TRUE | 509b36e6-cf53-4158-b357-61e3cedd6faa | zEgX5zwYNuVS96XOy+ECO1NJW1deeRdkrZ40KlCqVWM= | C:\Temp\vw\test data\ppmd_templates_DNPL2.rvt
ppmd_templates_DNPL3.rvt | DNPL3 - DATA/ELECTRICAL EQUIPMENT | FALSE | JSN | JSN | TRUE | 8632cd76-2ab9-457d-8db7-39197de446a2 | mDknmbLcMag4ePygiuIIk2gbRoJibEjVXPi8pjH2No4= | C:\Temp\vw\test data\ppmd_templates_DNPL3.rvt
ppmd_templates_DNPL3.rvt | DNPL3 - DATA/ELECTRICAL EQUIPMENT | FALSE | Nomenclature | Nomenclature | TRUE | f004b755-1952-4a21-a1c1-98f41ef6a86c | mDknmbLcMag4ePygiuIIk2gbRoJibEjVXPi8pjH2No4= | C:\Temp\vw\test data\ppmd_templates_DNPL3.rvt
ppmd_templates_DNPL3.rvt | DNPL3 - DATA/ELECTRICAL EQUIPMENT | FALSE | Qty | Count | FALSE |  | mDknmbLcMag4ePygiuIIk2gbRoJibEjVXPi8pjH2No4= | C:\Temp\vw\test data\ppmd_templates_DNPL3.rvt
ppmd_templates_DNPL3.rvt | DNPL3 - DATA/ELECTRICAL EQUIPMENT | FALSE | Logistics¦AR | CAT_Army | TRUE | fa0e0053-bcc4-42e8-881f-6a4690f994c9 | mDknmbLcMag4ePygiuIIk2gbRoJibEjVXPi8pjH2No4= | C:\Temp\vw\test data\ppmd_templates_DNPL3.rvt
ppmd_templates_DNPL3.rvt | DNPL3 - DATA/ELECTRICAL EQUIPMENT | FALSE | Logistics¦NA | CAT_Navy | TRUE | 183e77a6-b75d-41a5-8f81-f6abfee236ec | mDknmbLcMag4ePygiuIIk2gbRoJibEjVXPi8pjH2No4= | C:\Temp\vw\test data\ppmd_templates_DNPL3.rvt
ppmd_templates_DNPL3.rvt | DNPL3 - DATA/ELECTRICAL EQUIPMENT | FALSE | Logistics¦AF | CAT_AF | TRUE | 053816d3-2f83-4e72-9b30-0a25ff75573f | mDknmbLcMag4ePygiuIIk2gbRoJibEjVXPi8pjH2No4= | C:\Temp\vw\test data\ppmd_templates_DNPL3.rvt
ppmd_templates_DNPL3.rvt | DNPL3 - DATA/ELECTRICAL EQUIPMENT | FALSE | Logistics¦VA | CAT_VA | TRUE | abab06e0-bc20-4958-a9a7-acf73c376614 | mDknmbLcMag4ePygiuIIk2gbRoJibEjVXPi8pjH2No4= | C:\Temp\vw\test data\ppmd_templates_DNPL3.rvt
ppmd_templates_DNPL3.rvt | DNPL3 - DOOR SCHEDULE | FALSE | Mark | Construction Type | FALSE |  | mDknmbLcMag4ePygiuIIk2gbRoJibEjVXPi8pjH2No4= | C:\Temp\vw\test data\ppmd_templates_DNPL3.rvt | A
ppmd_templates_DNPL3.rvt | DNPL3 - DOOR SCHEDULE | FALSE | Type | Family | FALSE |  | mDknmbLcMag4ePygiuIIk2gbRoJibEjVXPi8pjH2No4= | C:\Temp\vw\test data\ppmd_templates_DNPL3.rvt | Single-Flush
ppmd_templates_DNPL3.rvt | DNPL3 - DOOR SCHEDULE | FALSE | Count | Count | FALSE |  | mDknmbLcMag4ePygiuIIk2gbRoJibEjVXPi8pjH2No4= | C:\Temp\vw\test data\ppmd_templates_DNPL3.rvt | 2
ppmd_templates_DNPL3.rvt | DNPL3 - DOOR SCHEDULE | FALSE | Height¦ft - in | Height | FALSE |  | mDknmbLcMag4ePygiuIIk2gbRoJibEjVXPi8pjH2No4= | C:\Temp\vw\test data\ppmd_templates_DNPL3.rvt | 7' - 0"
ppmd_templates_DNPL3.rvt | DNPL3 - DOOR SCHEDULE | FALSE | Width¦ft - in | Width | FALSE |  | mDknmbLcMag4ePygiuIIk2gbRoJibEjVXPi8pjH2No4= | C:\Temp\vw\test data\ppmd_templates_DNPL3.rvt | 3' - 0"
ppmd_templates_DNPL3.rvt | DNPL3 - DOOR SCHEDULE | FALSE | Notes | Type Comments | FALSE |  | mDknmbLcMag4ePygiuIIk2gbRoJibEjVXPi8pjH2No4= | C:\Temp\vw\test data\ppmd_templates_DNPL3.rvt
ppmd_templates_DNPL3.rvt | DNPL3 - ELECTRICAL DESIGN | FALSE | Lighting¦LUX1 | Light_Level_LUX | TRUE | fc853981-f613-4f05-81bd-e48fb947424b | mDknmbLcMag4ePygiuIIk2gbRoJibEjVXPi8pjH2No4= | C:\Temp\vw\test data\ppmd_templates_DNPL3.rvt | 700
ppmd_templates_DNPL3.rvt | DNPL3 - ELECTRICAL DESIGN | FALSE | Lighting¦Footcandles1 | Light_Level_FC | FALSE |  | mDknmbLcMag4ePygiuIIk2gbRoJibEjVXPi8pjH2No4= | C:\Temp\vw\test data\ppmd_templates_DNPL3.rvt | 65
ppmd_templates_DNPL3.rvt | DNPL3 - ELECTRICAL DESIGN | FALSE | Lighting¦LUX2 | Light_Level_LUX2 | TRUE | 172f1cff-58cc-41cd-b888-0e7a81d2bf40 | mDknmbLcMag4ePygiuIIk2gbRoJibEjVXPi8pjH2No4= | C:\Temp\vw\test data\ppmd_templates_DNPL3.rvt | 1100
ppmd_templates_DNPL3.rvt | DNPL3 - ELECTRICAL DESIGN | FALSE | Lighting¦Footcandles2 | Light_Level_FC2 | FALSE |  | mDknmbLcMag4ePygiuIIk2gbRoJibEjVXPi8pjH2No4= | C:\Temp\vw\test data\ppmd_templates_DNPL3.rvt | 102
ppmd_templates_DNPL3.rvt | DNPL3 - ELECTRICAL DESIGN | FALSE | Lighting¦Notes | Light_Notes | TRUE | a36245ac-ea57-45c2-bac5-bed4d04a4f78 | mDknmbLcMag4ePygiuIIk2gbRoJibEjVXPi8pjH2No4= | C:\Temp\vw\test data\ppmd_templates_DNPL3.rvt | C
ppmd_templates_DNPL3.rvt | DNPL3 - ELECTRICAL DESIGN | FALSE | Lighting¦Notes2 | Light_Notes2 | TRUE | 6d0b4891-ce4c-45f8-9560-387866098a10 | mDknmbLcMag4ePygiuIIk2gbRoJibEjVXPi8pjH2No4= | C:\Temp\vw\test data\ppmd_templates_DNPL3.rvt
ppmd_templates_DNPL3.rvt | DNPL3 - ELECTRICAL DESIGN | FALSE | Essential Power¦% Power | ES_Power% | TRUE | 7cbfe71a-865f-4cf4-b400-c67e3939439b | mDknmbLcMag4ePygiuIIk2gbRoJibEjVXPi8pjH2No4= | C:\Temp\vw\test data\ppmd_templates_DNPL3.rvt | -
ppmd_templates_DNPL3.rvt | DNPL3 - ELECTRICAL DESIGN | FALSE | Essential Power¦% Light | ES_Light% | TRUE | af00a8bb-40cb-434a-a7e5-b4140f3c844f | mDknmbLcMag4ePygiuIIk2gbRoJibEjVXPi8pjH2No4= | C:\Temp\vw\test data\ppmd_templates_DNPL3.rvt | -
ppmd_templates_DNPL3.rvt | DNPL3 - ELECTRICAL DESIGN | FALSE | Essential Power¦Notes | ES_Notes | TRUE | 0c3ae867-1060-40b5-bb68-261d16a167a0 | mDknmbLcMag4ePygiuIIk2gbRoJibEjVXPi8pjH2No4= | C:\Temp\vw\test data\ppmd_templates_DNPL3.rvt | U
ppmd_templates_DNPL3.rvt | DNPL3 - EQUIPMENT SCHEDULE | TRUE | JSN | JSN | TRUE | 8632cd76-2ab9-457d-8db7-39197de446a2 | mDknmbLcMag4ePygiuIIk2gbRoJibEjVXPi8pjH2No4= | C:\Temp\vw\test data\ppmd_templates_DNPL3.rvt | A5065¦A5075¦A5080¦A5145¦C0039¦CS090¦CT050¦D0755¦D0900¦D0904¦D0925¦D0930¦D0942¦D0980¦D2535¦D2540¦D3295¦D4100¦D4260¦D4320¦D4500¦D4560¦D4590¦D6600¦D6650¦D8530¦D8555¦D8950¦D9015¦D9035¦D9050¦E0963¦F3200¦M1210¦M1801¦M1825¦M2015¦P2000
ppmd_templates_DNPL3.rvt | DNPL3 - EQUIPMENT SCHEDULE | TRUE | Nomenclature | Nomenclature | TRUE | f004b755-1952-4a21-a1c1-98f41ef6a86c | mDknmbLcMag4ePygiuIIk2gbRoJibEjVXPi8pjH2No4= | C:\Temp\vw\test data\ppmd_templates_DNPL3.rvt | Cabinet, Narcotic, U/C or Ctr, With Safe¦Dispenser, Soap, Disposable¦Dispenser, Paper Towel, SS, Surface Mounted¦Hook, Garment, Double, SS, Surface Mounted¦Rail, Apron, 4x48x1¦Sink, SS, Single Compartment, 7.5x19x16 ID¦Countertop, Stainless Steel¦Tank Assembly, Boilout/Curing, Double¦Workstation, Dental Lab, Receiving¦Workstation, Tech, Dental, Lab, Single Station¦Hood, Fume, Dental Acrylic, Floor Standing¦Workstation, Dental Lab, Casting¦Workstation, Dental Lab, Microblasting¦Workstation, Dental Lab, Polishing, Single¦Welder, Tack, Orthodontic¦Casting Machine, Manual, Broken Arm¦Chair, Rotary, Laboratory, Dental¦Cleaner, Steam, Dental¦Handpiece, Laboratory, Dental, Electric¦Press, Flask, Hydraulic, Single Flask¦Furnace, Laboratory, Dental, Burnout¦Engine, Dental, Bench, Electric¦Chisel, Dental, Pneumatic¦Mixer / Investor, With Vacuum¦Former, Vacuum, With Motor, Vacuum Pump, Heater¦Polisher, Electrochemical¦Torch, Casting/Soldering, Dental¦Vibrator, Dental, Heavy Duty¦Microfinisher, Dental, Counter Mounted¦Driver, Model Indexing Pins¦Trimmer, Model, Dental, 1/4 HP¦Cart, General Storage, Mobile¦Clock, Battery, 12" Diameter¦Balance, Electronic, Laboratory/Pharmacy¦Computer, Microprocessing, w/Flat Panel Monitor¦Printer, Computer¦Cabinet, Storage, Flammable, Freestanding¦Eyewash, Wall Mounted, Hands-Free
ppmd_templates_DNPL3.rvt | DNPL3 - EQUIPMENT SCHEDULE | TRUE | Qty | Count | FALSE |  | mDknmbLcMag4ePygiuIIk2gbRoJibEjVXPi8pjH2No4= | C:\Temp\vw\test data\ppmd_templates_DNPL3.rvt | 1¦2¦2¦1¦4¦2¦2¦1¦1¦6¦1¦1¦1¦2¦1¦1¦4¦1¦1¦1¦2¦1¦1¦1¦1¦1¦1¦1¦1¦1¦1¦3¦1¦1¦1¦1¦1¦1
ppmd_templates_DNPL3.rvt | DNPL3 - EQUIPMENT SCHEDULE | TRUE | LF | Comments | FALSE |  | mDknmbLcMag4ePygiuIIk2gbRoJibEjVXPi8pjH2No4= | C:\Temp\vw\test data\ppmd_templates_DNPL3.rvt | 4'-0"
ppmd_templates_DNPL3.rvt | DNPL3 - EQUIPMENT SCHEDULE | TRUE | Logistics¦AR | CAT_Army | TRUE | fa0e0053-bcc4-42e8-881f-6a4690f994c9 | mDknmbLcMag4ePygiuIIk2gbRoJibEjVXPi8pjH2No4= | C:\Temp\vw\test data\ppmd_templates_DNPL3.rvt | C¦C¦A¦A¦A¦A¦A¦A¦A¦A¦A¦A¦A¦A¦C¦C¦C¦C¦C¦C¦C¦C¦C¦C¦C¦C¦C¦C¦A¦C¦A¦C¦C¦C¦C¦C¦C¦A
ppmd_templates_DNPL3.rvt | DNPL3 - EQUIPMENT SCHEDULE | TRUE | Logistics¦NA | CAT_Navy | TRUE | 183e77a6-b75d-41a5-8f81-f6abfee236ec | mDknmbLcMag4ePygiuIIk2gbRoJibEjVXPi8pjH2No4= | C:\Temp\vw\test data\ppmd_templates_DNPL3.rvt | C¦C¦A¦A¦A¦A¦A¦A¦A¦A¦A¦A¦A¦A¦C¦C¦C¦C¦C¦C¦C¦C¦C¦C¦C¦C¦C¦C¦A¦C¦A¦C¦C¦C¦C¦C¦C¦A
ppmd_templates_DNPL3.rvt | DNPL3 - EQUIPMENT SCHEDULE | TRUE | Logistics¦AF | CAT_AF | TRUE | 053816d3-2f83-4e72-9b30-0a25ff75573f | mDknmbLcMag4ePygiuIIk2gbRoJibEjVXPi8pjH2No4= | C:\Temp\vw\test data\ppmd_templates_DNPL3.rvt | C¦C¦A¦A¦-¦A¦A¦A¦A¦A¦A¦A¦-¦A¦C¦C¦C¦C¦C¦C¦C¦C¦C¦C¦C¦C¦C¦C¦A¦C¦A¦C¦C¦C¦C¦C¦C¦A
ppmd_templates_DNPL3.rvt | DNPL3 - EQUIPMENT SCHEDULE | TRUE | Logistics¦VA | CAT_VA | TRUE | abab06e0-bc20-4958-a9a7-acf73c376614 | mDknmbLcMag4ePygiuIIk2gbRoJibEjVXPi8pjH2No4= | C:\Temp\vw\test data\ppmd_templates_DNPL3.rvt | C¦C¦A¦A¦-¦A¦A¦A¦A¦A¦A¦A¦-¦A¦C¦C¦C¦C¦C¦C¦C¦C¦C¦C¦C¦C¦C¦C¦A¦C¦A¦C¦C¦C¦C¦C¦C¦A
ppmd_templates_DNPL3.rvt | DNPL3 - EQUIPMENT SCHEDULE | TRUE | Utilities¦1 | UTIL_1_WaterDrain | TRUE | 594b780e-c62e-473b-9f66-4d3db2fa1b7f | mDknmbLcMag4ePygiuIIk2gbRoJibEjVXPi8pjH2No4= | C:\Temp\vw\test data\ppmd_templates_DNPL3.rvt | -¦-¦-¦-¦-¦D¦-¦D¦-¦-¦D¦-¦-¦-¦-¦-¦-¦D¦-¦-¦-¦-¦-¦-¦-¦-¦-¦-¦-¦-¦B¦-¦-¦-¦-¦-¦-¦B
ppmd_templates_DNPL3.rvt | DNPL3 - EQUIPMENT SCHEDULE | TRUE | Utilities¦2 | UTIL_2_Elec | TRUE | 28082216-138e-4a2f-9824-e96dbd7e3cd0 | mDknmbLcMag4ePygiuIIk2gbRoJibEjVXPi8pjH2No4= | C:\Temp\vw\test data\ppmd_templates_DNPL3.rvt | -¦-¦-¦-¦-¦-¦-¦A¦-¦A¦A¦A¦A¦A¦A¦-¦-¦D¦A¦-¦A¦A¦-¦A¦A¦A¦-¦A¦A¦A¦A¦-¦-¦A¦A¦A¦-¦-
ppmd_templates_DNPL3.rvt | DNPL3 - EQUIPMENT SCHEDULE | TRUE | Utilities¦3 | UTIL_3_MedGas | TRUE | 22af1ef2-54f0-4b6e-b40a-7064dfb8769c | mDknmbLcMag4ePygiuIIk2gbRoJibEjVXPi8pjH2No4= | C:\Temp\vw\test data\ppmd_templates_DNPL3.rvt | -¦-¦-¦-¦-¦-¦-¦-¦-¦D¦-¦-¦D¦-¦-¦-¦-¦-¦-¦-¦-¦-¦D¦-¦-¦-¦C¦-¦D¦-¦-¦-¦-¦-¦-¦-¦-¦-
ppmd_templates_DNPL3.rvt | DNPL3 - EQUIPMENT SCHEDULE | TRUE | Utilities¦4 | UTIL_4_MiscGas | TRUE | 745b8c3e-fd4a-4430-994a-d25826e1e484 | mDknmbLcMag4ePygiuIIk2gbRoJibEjVXPi8pjH2No4= | C:\Temp\vw\test data\ppmd_templates_DNPL3.rvt | -¦-¦-¦-¦-¦-¦-¦-¦-¦-¦-¦-¦-¦-¦-¦-¦-¦-¦-¦-¦-¦-¦-¦-¦-¦-¦-¦-¦-¦-¦-¦-¦-¦-¦-¦-¦-¦-
ppmd_templates_DNPL3.rvt | DNPL3 - EQUIPMENT SCHEDULE | TRUE | Utilities¦5 | UTIL_5_NonMedGas | TRUE | 323edf97-d058-44ef-a0fb-1836c80554d8 | mDknmbLcMag4ePygiuIIk2gbRoJibEjVXPi8pjH2No4= | C:\Temp\vw\test data\ppmd_templates_DNPL3.rvt | -¦-¦-¦-¦-¦-¦-¦A¦-¦A¦-¦-¦-¦-¦-¦-¦-¦-¦-¦-¦-¦-¦-¦-¦-¦-¦A¦-¦-¦-¦-¦-¦-¦-¦-¦-¦-¦-
ppmd_templates_DNPL3.rvt | DNPL3 - EQUIPMENT SCHEDULE | TRUE | Utilities¦6 | UTIL_6_Misc | TRUE | 38083e2d-8ba3-4868-9752-742b7a4a9586 | mDknmbLcMag4ePygiuIIk2gbRoJibEjVXPi8pjH2No4= | C:\Temp\vw\test data\ppmd_templates_DNPL3.rvt | -¦-¦-¦-¦-¦-¦-¦E¦-¦-¦E¦E¦-¦-¦-¦-¦-¦-¦-¦-¦-¦-¦-¦-¦-¦-¦E¦-¦-¦-¦-¦-¦-¦-¦-¦-¦-¦-
ppmd_templates_DNPL3.rvt | DNPL3 - INTERIOR DESIGN | FALSE | Floor Finish¦Preferred | Floor Finish | FALSE |  | mDknmbLcMag4ePygiuIIk2gbRoJibEjVXPi8pjH2No4= | C:\Temp\vw\test data\ppmd_templates_DNPL3.rvt | US
ppmd_templates_DNPL3.rvt | DNPL3 - INTERIOR DESIGN | FALSE | Floor Finish¦Alternate | Floor Finish2 | TRUE | 4030719d-a272-441a-8bfa-d5eb510a1687 | mDknmbLcMag4ePygiuIIk2gbRoJibEjVXPi8pjH2No4= | C:\Temp\vw\test data\ppmd_templates_DNPL3.rvt | UT
ppmd_templates_DNPL3.rvt | DNPL3 - INTERIOR DESIGN | FALSE | Wall Finish¦Preferred | Wall Finish | FALSE |  | mDknmbLcMag4ePygiuIIk2gbRoJibEjVXPi8pjH2No4= | C:\Temp\vw\test data\ppmd_templates_DNPL3.rvt | GLG
ppmd_templates_DNPL3.rvt | DNPL3 - INTERIOR DESIGN | FALSE | Wall Finish¦Alternate | Wall Finish2 | TRUE | 5a49d499-57b3-4e1f-afc0-4c041c862be1 | mDknmbLcMag4ePygiuIIk2gbRoJibEjVXPi8pjH2No4= | C:\Temp\vw\test data\ppmd_templates_DNPL3.rvt | GPT
ppmd_templates_DNPL3.rvt | DNPL3 - INTERIOR DESIGN | FALSE | Ceiling Finish¦Preferred | Ceiling Finish | FALSE |  | mDknmbLcMag4ePygiuIIk2gbRoJibEjVXPi8pjH2No4= | C:\Temp\vw\test data\ppmd_templates_DNPL3.rvt | AT1
ppmd_templates_DNPL3.rvt | DNPL3 - INTERIOR DESIGN | FALSE | Ceiling Finish¦Alternate | Ceiling Finish2 | TRUE | acb31fd1-378b-4329-97b0-400ae39b5bc4 | mDknmbLcMag4ePygiuIIk2gbRoJibEjVXPi8pjH2No4= | C:\Temp\vw\test data\ppmd_templates_DNPL3.rvt | -
ppmd_templates_DNPL3.rvt | DNPL3 - INTERIOR DESIGN | FALSE | Room Height¦ft - in | Ceiling_Hgt_IP | TRUE | 9f14ca4f-2465-4385-a17c-7aa549f64c09 | mDknmbLcMag4ePygiuIIk2gbRoJibEjVXPi8pjH2No4= | C:\Temp\vw\test data\ppmd_templates_DNPL3.rvt | 8' - 6"
ppmd_templates_DNPL3.rvt | DNPL3 - INTERIOR DESIGN | FALSE | Room Noise¦Min NC | Noise_NC_MIN | TRUE | 8c49df6c-7d6b-49fd-9459-f57d0921d704 | mDknmbLcMag4ePygiuIIk2gbRoJibEjVXPi8pjH2No4= | C:\Temp\vw\test data\ppmd_templates_DNPL3.rvt | 30
ppmd_templates_DNPL3.rvt | DNPL3 - INTERIOR DESIGN | FALSE | Room Noise¦Max NC | Noise_NC_MAX | TRUE | 629b571a-1c14-443c-b8e8-1130b5edb513 | mDknmbLcMag4ePygiuIIk2gbRoJibEjVXPi8pjH2No4= | C:\Temp\vw\test data\ppmd_templates_DNPL3.rvt | 50
ppmd_templates_DNPL3.rvt | DNPL3 - INTERIOR DESIGN | FALSE | Room Noise¦SC | Noise_SC | TRUE | 44bf9cd1-070a-432c-87d9-26a3211cfe07 | mDknmbLcMag4ePygiuIIk2gbRoJibEjVXPi8pjH2No4= | C:\Temp\vw\test data\ppmd_templates_DNPL3.rvt | 40
ppmd_templates_DNPL3.rvt | DNPL3 - MECHANICAL DESIGN | FALSE | Air Balance | Air_Balance | TRUE | 587b3cf9-4450-4d95-b8ef-0e93665dbd91 | mDknmbLcMag4ePygiuIIk2gbRoJibEjVXPi8pjH2No4= | C:\Temp\vw\test data\ppmd_templates_DNPL3.rvt | -
ppmd_templates_DNPL3.rvt | DNPL3 - MECHANICAL DESIGN | FALSE | Air Changes Total | Air_Changes_Total | TRUE | 3988d7f3-0f28-4410-866c-5bc65e1d842a | mDknmbLcMag4ePygiuIIk2gbRoJibEjVXPi8pjH2No4= | C:\Temp\vw\test data\ppmd_templates_DNPL3.rvt | 10
ppmd_templates_DNPL3.rvt | DNPL3 - MECHANICAL DESIGN | FALSE | Air Changes OA | Air_Changes_OA | TRUE | b7af949f-3b64-4f85-9391-d9f17dcaad1e | mDknmbLcMag4ePygiuIIk2gbRoJibEjVXPi8pjH2No4= | C:\Temp\vw\test data\ppmd_templates_DNPL3.rvt | 2.5
ppmd_templates_DNPL3.rvt | DNPL3 - MECHANICAL DESIGN | FALSE | 100% Exhaust Air | Exhaust_Air_100% | TRUE | 62b97784-583b-47d5-90a3-a90bbb961b6e | mDknmbLcMag4ePygiuIIk2gbRoJibEjVXPi8pjH2No4= | C:\Temp\vw\test data\ppmd_templates_DNPL3.rvt | Y
ppmd_templates_DNPL3.rvt | DNPL3 - MECHANICAL DESIGN | FALSE | Summer Temp¦F | Temp_Summer_F | TRUE | 1cbf6964-bd0f-4852-b367-ef4828e2e2cc | mDknmbLcMag4ePygiuIIk2gbRoJibEjVXPi8pjH2No4= | C:\Temp\vw\test data\ppmd_templates_DNPL3.rvt
ppmd_templates_DNPL3.rvt | DNPL3 - MECHANICAL DESIGN | FALSE | Summer Temp¦C | Temp_Summer_C | FALSE |  | mDknmbLcMag4ePygiuIIk2gbRoJibEjVXPi8pjH2No4= | C:\Temp\vw\test data\ppmd_templates_DNPL3.rvt
ppmd_templates_DNPL3.rvt | DNPL3 - MECHANICAL DESIGN | FALSE | Summer Temp¦Note | Temp_Summer_Note | TRUE | 6248fa3c-bb43-4e1c-91bb-60e102e573b7 | mDknmbLcMag4ePygiuIIk2gbRoJibEjVXPi8pjH2No4= | C:\Temp\vw\test data\ppmd_templates_DNPL3.rvt
ppmd_templates_DNPL3.rvt | DNPL3 - MECHANICAL DESIGN | FALSE | Winter Temp¦F | Temp_Winter_F | TRUE | b4f9888f-41ad-47ef-a6af-145b3de732c9 | mDknmbLcMag4ePygiuIIk2gbRoJibEjVXPi8pjH2No4= | C:\Temp\vw\test data\ppmd_templates_DNPL3.rvt | 68
ppmd_templates_DNPL3.rvt | DNPL3 - MECHANICAL DESIGN | FALSE | Winter Temp¦C | Temp_Winter_C | FALSE |  | mDknmbLcMag4ePygiuIIk2gbRoJibEjVXPi8pjH2No4= | C:\Temp\vw\test data\ppmd_templates_DNPL3.rvt | 20
ppmd_templates_DNPL3.rvt | DNPL3 - MECHANICAL DESIGN | FALSE | Winter Temp¦Note | Temp_Winter_Note | TRUE | aacd83fc-f530-464e-b089-01667d3c52cd | mDknmbLcMag4ePygiuIIk2gbRoJibEjVXPi8pjH2No4= | C:\Temp\vw\test data\ppmd_templates_DNPL3.rvt
ppmd_templates_DNPL3.rvt | DNPL3 - MECHANICAL DESIGN | FALSE | Max Relative Humidity | Relative_Humidity | TRUE | 36ead6c1-4384-4a65-8654-06a60aef94cb | mDknmbLcMag4ePygiuIIk2gbRoJibEjVXPi8pjH2No4= | C:\Temp\vw\test data\ppmd_templates_DNPL3.rvt | -
ppmd_templates_DNPL3.rvt | DNPL3 - MECHANICAL DESIGN | FALSE | Filtration¦Interm % | Filtration_Inter_% | TRUE | 4f03ad65-f905-419e-a0cf-8f58fe921fbc | mDknmbLcMag4ePygiuIIk2gbRoJibEjVXPi8pjH2No4= | C:\Temp\vw\test data\ppmd_templates_DNPL3.rvt | 13
ppmd_templates_DNPL3.rvt | DNPL3 - MECHANICAL DESIGN | FALSE | Filtration¦Final % | Filtration_Final_% | TRUE | cc736e5f-46f5-476a-8d0a-ceb32d8d4e5a | mDknmbLcMag4ePygiuIIk2gbRoJibEjVXPi8pjH2No4= | C:\Temp\vw\test data\ppmd_templates_DNPL3.rvt | -
ppmd_templates_DNPL3.rvt | DNPL3 - MECHANICAL DESIGN | FALSE | Notes | Mech_Notes | TRUE | a32df790-0ab9-4c4a-b19c-511c2eef6d56 | mDknmbLcMag4ePygiuIIk2gbRoJibEjVXPi8pjH2No4= | C:\Temp\vw\test data\ppmd_templates_DNPL3.rvt | M
ppmd_templates_DNPL3.rvt | DNPL3 - MEDICAL GAS DESIGN | FALSE | MCA | MedGas_MCA | TRUE | 3b23ea7f-b9f1-4749-8a2b-eb6a4fab4cdc | mDknmbLcMag4ePygiuIIk2gbRoJibEjVXPi8pjH2No4= | C:\Temp\vw\test data\ppmd_templates_DNPL3.rvt | -
ppmd_templates_DNPL3.rvt | DNPL3 - MEDICAL GAS DESIGN | FALSE | DCA | MedGas_DCA | TRUE | 20dc9c73-7465-4e8a-8300-4a8b5a46a91c | mDknmbLcMag4ePygiuIIk2gbRoJibEjVXPi8pjH2No4= | C:\Temp\vw\test data\ppmd_templates_DNPL3.rvt | 1
ppmd_templates_DNPL3.rvt | DNPL3 - MEDICAL GAS DESIGN | FALSE | LA | MedGas_LA | TRUE | 99801083-d820-4c5f-ad07-ab168e1bbda0 | mDknmbLcMag4ePygiuIIk2gbRoJibEjVXPi8pjH2No4= | C:\Temp\vw\test data\ppmd_templates_DNPL3.rvt | -
ppmd_templates_DNPL3.rvt | DNPL3 - MEDICAL GAS DESIGN | FALSE | PA | MedGas_PA | TRUE | 55793ba6-1647-428e-86f6-5ce4153c7f2e | mDknmbLcMag4ePygiuIIk2gbRoJibEjVXPi8pjH2No4= | C:\Temp\vw\test data\ppmd_templates_DNPL3.rvt | -
ppmd_templates_DNPL3.rvt | DNPL3 - MEDICAL GAS DESIGN | FALSE | MV | MedGas_MV | TRUE | 0a0bec6d-9172-4a2c-9fb3-7616a08f677a | mDknmbLcMag4ePygiuIIk2gbRoJibEjVXPi8pjH2No4= | C:\Temp\vw\test data\ppmd_templates_DNPL3.rvt | -
ppmd_templates_DNPL3.rvt | DNPL3 - MEDICAL GAS DESIGN | FALSE | DHV | MedGas_DHV | TRUE | 79779898-9917-494b-a027-0013b44e14f1 | mDknmbLcMag4ePygiuIIk2gbRoJibEjVXPi8pjH2No4= | C:\Temp\vw\test data\ppmd_templates_DNPL3.rvt | -
ppmd_templates_DNPL3.rvt | DNPL3 - MEDICAL GAS DESIGN | FALSE | DLV | MedGas_DLV | TRUE | bcdcef93-2e56-440a-a8f7-e9973eadba59 | mDknmbLcMag4ePygiuIIk2gbRoJibEjVXPi8pjH2No4= | C:\Temp\vw\test data\ppmd_templates_DNPL3.rvt | -
ppmd_templates_DNPL3.rvt | DNPL3 - MEDICAL GAS DESIGN | FALSE | LDE | MedGas_LDE | TRUE | cc6496eb-fa04-4455-81d4-1dfb1e6aaa52 | mDknmbLcMag4ePygiuIIk2gbRoJibEjVXPi8pjH2No4= | C:\Temp\vw\test data\ppmd_templates_DNPL3.rvt | 1
ppmd_templates_DNPL3.rvt | DNPL3 - MEDICAL GAS DESIGN | FALSE | OX | MedGas_OX | TRUE | 59f6c2e0-639e-4476-adf0-a5c19b1199db | mDknmbLcMag4ePygiuIIk2gbRoJibEjVXPi8pjH2No4= | C:\Temp\vw\test data\ppmd_templates_DNPL3.rvt | -
ppmd_templates_DNPL3.rvt | DNPL3 - MEDICAL GAS DESIGN | FALSE | NO | MedGas_NO | TRUE | 1f31b342-99ad-494b-90ce-f27b8fc04b75 | mDknmbLcMag4ePygiuIIk2gbRoJibEjVXPi8pjH2No4= | C:\Temp\vw\test data\ppmd_templates_DNPL3.rvt | -
ppmd_templates_DNPL3.rvt | DNPL3 - MEDICAL GAS DESIGN | FALSE | NI | MedGas_NI | TRUE | ea24567d-1f4e-45f9-907f-a79ef8b323b1 | mDknmbLcMag4ePygiuIIk2gbRoJibEjVXPi8pjH2No4= | C:\Temp\vw\test data\ppmd_templates_DNPL3.rvt | -
ppmd_templates_DNPL3.rvt | DNPL3 - MEDICAL GAS DESIGN | FALSE | WAGD | MedGas_WAGD | TRUE | 1aa3572e-5073-44b4-acb3-ff8739230b69 | mDknmbLcMag4ePygiuIIk2gbRoJibEjVXPi8pjH2No4= | C:\Temp\vw\test data\ppmd_templates_DNPL3.rvt | -
ppmd_templates_DNPL3.rvt | DNPL3 - MEDICAL GAS DESIGN | FALSE | Notes1 | MedGas_Notes | TRUE | 69d1283f-21ef-46f3-9ebb-e36d00ef4da3 | mDknmbLcMag4ePygiuIIk2gbRoJibEjVXPi8pjH2No4= | C:\Temp\vw\test data\ppmd_templates_DNPL3.rvt | B, L
ppmd_templates_DNPL3.rvt | DNPL3 - MEDICAL GAS DESIGN | FALSE | Notes2 | MedGas_Notes2 | TRUE | 867f4341-094b-4cc7-b128-8c28392e09cd | mDknmbLcMag4ePygiuIIk2gbRoJibEjVXPi8pjH2No4= | C:\Temp\vw\test data\ppmd_templates_DNPL3.rvt
ppmd_templates_DNPL3.rvt | DNPL3 - STRUCTURAL DESIGN | FALSE | Structural Load¦psf | Str_FloorLoad_psf | TRUE | 654b90c9-d71e-4bcd-9f27-a1532becca95 | mDknmbLcMag4ePygiuIIk2gbRoJibEjVXPi8pjH2No4= | C:\Temp\vw\test data\ppmd_templates_DNPL3.rvt | 60
ppmd_templates_DNPL3.rvt | DNPL3 - STRUCTURAL DESIGN | FALSE | Structural Load¦kPA | Str_FloorLoad_kPA | FALSE |  | mDknmbLcMag4ePygiuIIk2gbRoJibEjVXPi8pjH2No4= | C:\Temp\vw\test data\ppmd_templates_DNPL3.rvt | 3
ppmd_templates_DNPL3.rvt | DNPL3 - STRUCTURAL DESIGN | FALSE | Notes | Str_Notes | TRUE | 509b36e6-cf53-4158-b357-61e3cedd6faa | mDknmbLcMag4ePygiuIIk2gbRoJibEjVXPi8pjH2No4= | C:\Temp\vw\test data\ppmd_templates_DNPL3.rvt
ppmd_templates_DNSC4.rvt | DNSC4 - DATA/TELEPHONE EQUIPMENT | FALSE | JSN | JSN | TRUE | 8632cd76-2ab9-457d-8db7-39197de446a2 | pYRMp9JFeoTATjOR1KCtO0pgs9rMRmAjkpsS+N/Vn9E= | C:\Temp\vw\test data\ppmd_templates_DNSC4.rvt
ppmd_templates_DNSC4.rvt | DNSC4 - DATA/TELEPHONE EQUIPMENT | FALSE | Nomenclature | Nomenclature | TRUE | f004b755-1952-4a21-a1c1-98f41ef6a86c | pYRMp9JFeoTATjOR1KCtO0pgs9rMRmAjkpsS+N/Vn9E= | C:\Temp\vw\test data\ppmd_templates_DNSC4.rvt
ppmd_templates_DNSC4.rvt | DNSC4 - DATA/TELEPHONE EQUIPMENT | FALSE | Qty | Count | FALSE |  | pYRMp9JFeoTATjOR1KCtO0pgs9rMRmAjkpsS+N/Vn9E= | C:\Temp\vw\test data\ppmd_templates_DNSC4.rvt
ppmd_templates_DNSC4.rvt | DNSC4 - DATA/TELEPHONE EQUIPMENT | FALSE | Logistics¦AR | CAT_Army | TRUE | fa0e0053-bcc4-42e8-881f-6a4690f994c9 | pYRMp9JFeoTATjOR1KCtO0pgs9rMRmAjkpsS+N/Vn9E= | C:\Temp\vw\test data\ppmd_templates_DNSC4.rvt
ppmd_templates_DNSC4.rvt | DNSC4 - DATA/TELEPHONE EQUIPMENT | FALSE | Logistics¦NA | CAT_Navy | TRUE | 183e77a6-b75d-41a5-8f81-f6abfee236ec | pYRMp9JFeoTATjOR1KCtO0pgs9rMRmAjkpsS+N/Vn9E= | C:\Temp\vw\test data\ppmd_templates_DNSC4.rvt
ppmd_templates_DNSC4.rvt | DNSC4 - DATA/TELEPHONE EQUIPMENT | FALSE | Logistics¦AF | CAT_AF | TRUE | 053816d3-2f83-4e72-9b30-0a25ff75573f | pYRMp9JFeoTATjOR1KCtO0pgs9rMRmAjkpsS+N/Vn9E= | C:\Temp\vw\test data\ppmd_templates_DNSC4.rvt
ppmd_templates_DNSC4.rvt | DNSC4 - DATA/TELEPHONE EQUIPMENT | FALSE | Logistics¦VA | CAT_VA | TRUE | abab06e0-bc20-4958-a9a7-acf73c376614 | pYRMp9JFeoTATjOR1KCtO0pgs9rMRmAjkpsS+N/Vn9E= | C:\Temp\vw\test data\ppmd_templates_DNSC4.rvt
ppmd_templates_DNSC4.rvt | DNSC4 - DOOR SCHEDULE | FALSE | Mark | Construction Type | FALSE |  | pYRMp9JFeoTATjOR1KCtO0pgs9rMRmAjkpsS+N/Vn9E= | C:\Temp\vw\test data\ppmd_templates_DNSC4.rvt | A
ppmd_templates_DNSC4.rvt | DNSC4 - DOOR SCHEDULE | FALSE | Type | Family | FALSE |  | pYRMp9JFeoTATjOR1KCtO0pgs9rMRmAjkpsS+N/Vn9E= | C:\Temp\vw\test data\ppmd_templates_DNSC4.rvt | Single-Flush
ppmd_templates_DNSC4.rvt | DNSC4 - DOOR SCHEDULE | FALSE | Count | Count | FALSE |  | pYRMp9JFeoTATjOR1KCtO0pgs9rMRmAjkpsS+N/Vn9E= | C:\Temp\vw\test data\ppmd_templates_DNSC4.rvt | 1
ppmd_templates_DNSC4.rvt | DNSC4 - DOOR SCHEDULE | FALSE | Height¦ft - in | Height | FALSE |  | pYRMp9JFeoTATjOR1KCtO0pgs9rMRmAjkpsS+N/Vn9E= | C:\Temp\vw\test data\ppmd_templates_DNSC4.rvt | 7' - 0"
ppmd_templates_DNSC4.rvt | DNSC4 - DOOR SCHEDULE | FALSE | Width¦ft - in | Width | FALSE |  | pYRMp9JFeoTATjOR1KCtO0pgs9rMRmAjkpsS+N/Vn9E= | C:\Temp\vw\test data\ppmd_templates_DNSC4.rvt | 3' - 0"
ppmd_templates_DNSC4.rvt | DNSC4 - DOOR SCHEDULE | FALSE | Notes | Type Comments | FALSE |  | pYRMp9JFeoTATjOR1KCtO0pgs9rMRmAjkpsS+N/Vn9E= | C:\Temp\vw\test data\ppmd_templates_DNSC4.rvt
ppmd_templates_DNSC4.rvt | DNSC4 - ELECTRICAL DESIGN | FALSE | Lighting¦LUX1 | Light_Level_LUX | TRUE | fc853981-f613-4f05-81bd-e48fb947424b | pYRMp9JFeoTATjOR1KCtO0pgs9rMRmAjkpsS+N/Vn9E= | C:\Temp\vw\test data\ppmd_templates_DNSC4.rvt | 700
ppmd_templates_DNSC4.rvt | DNSC4 - ELECTRICAL DESIGN | FALSE | Lighting¦Footcandles1 | Light_Level_FC | FALSE |  | pYRMp9JFeoTATjOR1KCtO0pgs9rMRmAjkpsS+N/Vn9E= | C:\Temp\vw\test data\ppmd_templates_DNSC4.rvt | 65
ppmd_templates_DNSC4.rvt | DNSC4 - ELECTRICAL DESIGN | FALSE | Lighting¦LUX2 | Light_Level_LUX2 | TRUE | 172f1cff-58cc-41cd-b888-0e7a81d2bf40 | pYRMp9JFeoTATjOR1KCtO0pgs9rMRmAjkpsS+N/Vn9E= | C:\Temp\vw\test data\ppmd_templates_DNSC4.rvt
ppmd_templates_DNSC4.rvt | DNSC4 - ELECTRICAL DESIGN | FALSE | Lighting¦Footcandles2 | Light_Level_FC2 | FALSE |  | pYRMp9JFeoTATjOR1KCtO0pgs9rMRmAjkpsS+N/Vn9E= | C:\Temp\vw\test data\ppmd_templates_DNSC4.rvt
ppmd_templates_DNSC4.rvt | DNSC4 - ELECTRICAL DESIGN | FALSE | Lighting¦Notes | Light_Notes | TRUE | a36245ac-ea57-45c2-bac5-bed4d04a4f78 | pYRMp9JFeoTATjOR1KCtO0pgs9rMRmAjkpsS+N/Vn9E= | C:\Temp\vw\test data\ppmd_templates_DNSC4.rvt | -
ppmd_templates_DNSC4.rvt | DNSC4 - ELECTRICAL DESIGN | FALSE | Lighting¦Notes2 | Light_Notes2 | TRUE | 6d0b4891-ce4c-45f8-9560-387866098a10 | pYRMp9JFeoTATjOR1KCtO0pgs9rMRmAjkpsS+N/Vn9E= | C:\Temp\vw\test data\ppmd_templates_DNSC4.rvt
ppmd_templates_DNSC4.rvt | DNSC4 - ELECTRICAL DESIGN | FALSE | Essential Power¦% Power | ES_Power% | TRUE | 7cbfe71a-865f-4cf4-b400-c67e3939439b | pYRMp9JFeoTATjOR1KCtO0pgs9rMRmAjkpsS+N/Vn9E= | C:\Temp\vw\test data\ppmd_templates_DNSC4.rvt | -
ppmd_templates_DNSC4.rvt | DNSC4 - ELECTRICAL DESIGN | FALSE | Essential Power¦% Light | ES_Light% | TRUE | af00a8bb-40cb-434a-a7e5-b4140f3c844f | pYRMp9JFeoTATjOR1KCtO0pgs9rMRmAjkpsS+N/Vn9E= | C:\Temp\vw\test data\ppmd_templates_DNSC4.rvt | -
ppmd_templates_DNSC4.rvt | DNSC4 - ELECTRICAL DESIGN | FALSE | Essential Power¦Notes | ES_Notes | TRUE | 0c3ae867-1060-40b5-bb68-261d16a167a0 | pYRMp9JFeoTATjOR1KCtO0pgs9rMRmAjkpsS+N/Vn9E= | C:\Temp\vw\test data\ppmd_templates_DNSC4.rvt | U
ppmd_templates_DNSC4.rvt | DNSC4 - EQUIPMENT SCHEDULE | TRUE | JSN | JSN | TRUE | 8632cd76-2ab9-457d-8db7-39197de446a2 | pYRMp9JFeoTATjOR1KCtO0pgs9rMRmAjkpsS+N/Vn9E= | C:\Temp\vw\test data\ppmd_templates_DNSC4.rvt | A5075¦A5080¦A5107¦A5108¦A5145¦C04F0¦C04H0¦C04P0¦C0037¦CE040¦CS200¦CT050¦D0820¦D8990¦F2010¦F3200¦M1801¦P1960¦P2450¦P3100¦S0930¦S0965¦S1900
ppmd_templates_DNSC4.rvt | DNSC4 - EQUIPMENT SCHEDULE | TRUE | Nomenclature | Nomenclature | TRUE | f004b755-1952-4a21-a1c1-98f41ef6a86c | pYRMp9JFeoTATjOR1KCtO0pgs9rMRmAjkpsS+N/Vn9E= | C:\Temp\vw\test data\ppmd_templates_DNSC4.rvt | Dispenser, Soap, Disposable¦Dispenser, Paper Towel, SS, Surface Mounted¦Dispenser, Glove, Surgical/Examination, Wall Mntd¦Waste Disposal Unit, Sharps¦Hook, Garment, Double, SS, Surface Mounted¦Cabinet, U/C/B, 1 Shelf, 2 Half DR, 2 DO, 36x36x22¦Cabinet, U/C/B, 2 Half Drawer, 3 Drawer, 36x36x22¦Cabinet, Sink, U/C/B, 2 Door, 36x36x22¦Rail, Apron, 4x36x1¦Cabinet, W/H, 2 SH, 2 GDO, Sloping Top, 38x36x13¦Sink, SS, Single Compartment, 12x28x16 ID¦Countertop, Stainless Steel¦Cleaner, Ultrasonic, 6 Quart Capacity¦Cleaner, Ultrasonic, 10-12 Quart Capacity¦Basket, Wastepaper, Step-On¦Clock, Battery, 12" Diameter¦Computer, Microprocessing, w/Flat Panel Monitor¦Eyewash, Counter Top¦Valve, Mixing, Thermostatic¦Lavatory, Vitreous China, Slab Type¦Washer/Disinfector,STM,1DO,RSCD1WLL,26X24X24 Cham¦Washer/Disinfector, Dental¦Pass-through Window
ppmd_templates_DNSC4.rvt | DNSC4 - EQUIPMENT SCHEDULE | TRUE | Qty | Count | FALSE |  | pYRMp9JFeoTATjOR1KCtO0pgs9rMRmAjkpsS+N/Vn9E= | C:\Temp\vw\test data\ppmd_templates_DNSC4.rvt | 2¦2¦1¦1¦2¦1¦2¦1¦2¦3¦1¦2¦1¦1¦1¦1¦1¦1¦1¦1¦2¦1¦1
ppmd_templates_DNSC4.rvt | DNSC4 - EQUIPMENT SCHEDULE | TRUE | LF | Comments | FALSE |  | pYRMp9JFeoTATjOR1KCtO0pgs9rMRmAjkpsS+N/Vn9E= | C:\Temp\vw\test data\ppmd_templates_DNSC4.rvt
ppmd_templates_DNSC4.rvt | DNSC4 - EQUIPMENT SCHEDULE | TRUE | Logistics¦AR | CAT_Army | TRUE | fa0e0053-bcc4-42e8-881f-6a4690f994c9 | pYRMp9JFeoTATjOR1KCtO0pgs9rMRmAjkpsS+N/Vn9E= | C:\Temp\vw\test data\ppmd_templates_DNSC4.rvt | C¦A¦C¦C¦A¦A¦A¦A¦A¦A¦A¦A¦C¦C¦C¦C¦C¦A¦A¦A¦A¦A¦A
ppmd_templates_DNSC4.rvt | DNSC4 - EQUIPMENT SCHEDULE | TRUE | Logistics¦NA | CAT_Navy | TRUE | 183e77a6-b75d-41a5-8f81-f6abfee236ec | pYRMp9JFeoTATjOR1KCtO0pgs9rMRmAjkpsS+N/Vn9E= | C:\Temp\vw\test data\ppmd_templates_DNSC4.rvt | C¦A¦C¦C¦A¦A¦A¦A¦A¦A¦A¦A¦C¦C¦C¦C¦C¦A¦A¦A¦A¦A¦A
ppmd_templates_DNSC4.rvt | DNSC4 - EQUIPMENT SCHEDULE | TRUE | Logistics¦AF | CAT_AF | TRUE | 053816d3-2f83-4e72-9b30-0a25ff75573f | pYRMp9JFeoTATjOR1KCtO0pgs9rMRmAjkpsS+N/Vn9E= | C:\Temp\vw\test data\ppmd_templates_DNSC4.rvt | C¦A¦C¦C¦A¦A¦A¦A¦A¦A¦A¦A¦-¦C¦C¦C¦-¦-¦-¦-¦-¦A¦-
ppmd_templates_DNSC4.rvt | DNSC4 - EQUIPMENT SCHEDULE | TRUE | Logistics¦VA | CAT_VA | TRUE | abab06e0-bc20-4958-a9a7-acf73c376614 | pYRMp9JFeoTATjOR1KCtO0pgs9rMRmAjkpsS+N/Vn9E= | C:\Temp\vw\test data\ppmd_templates_DNSC4.rvt | C¦A¦C¦C¦A¦A¦A¦A¦A¦A¦A¦A¦-¦C¦C¦C¦-¦-¦-¦-¦-¦A¦-
ppmd_templates_DNSC4.rvt | DNSC4 - EQUIPMENT SCHEDULE | TRUE | Utilities¦1 | UTIL_1_WaterDrain | TRUE | 594b780e-c62e-473b-9f66-4d3db2fa1b7f | pYRMp9JFeoTATjOR1KCtO0pgs9rMRmAjkpsS+N/Vn9E= | C:\Temp\vw\test data\ppmd_templates_DNSC4.rvt | -¦-¦-¦-¦-¦-¦-¦-¦-¦-¦D¦-¦-¦-¦-¦-¦-¦B¦A¦D¦F¦B¦-
ppmd_templates_DNSC4.rvt | DNSC4 - EQUIPMENT SCHEDULE | TRUE | Utilities¦2 | UTIL_2_Elec | TRUE | 28082216-138e-4a2f-9824-e96dbd7e3cd0 | pYRMp9JFeoTATjOR1KCtO0pgs9rMRmAjkpsS+N/Vn9E= | C:\Temp\vw\test data\ppmd_templates_DNSC4.rvt | -¦-¦-¦-¦-¦-¦-¦-¦-¦-¦-¦-¦A¦A¦-¦-¦A¦-¦-¦-¦G¦C¦-
ppmd_templates_DNSC4.rvt | DNSC4 - EQUIPMENT SCHEDULE | TRUE | Utilities¦3 | UTIL_3_MedGas | TRUE | 22af1ef2-54f0-4b6e-b40a-7064dfb8769c | pYRMp9JFeoTATjOR1KCtO0pgs9rMRmAjkpsS+N/Vn9E= | C:\Temp\vw\test data\ppmd_templates_DNSC4.rvt | -¦-¦-¦-¦-¦-¦-¦-¦-¦-¦-¦-¦-¦-¦-¦-¦-¦-¦-¦-¦-¦-¦-
ppmd_templates_DNSC4.rvt | DNSC4 - EQUIPMENT SCHEDULE | TRUE | Utilities¦4 | UTIL_4_MiscGas | TRUE | 745b8c3e-fd4a-4430-994a-d25826e1e484 | pYRMp9JFeoTATjOR1KCtO0pgs9rMRmAjkpsS+N/Vn9E= | C:\Temp\vw\test data\ppmd_templates_DNSC4.rvt | -¦-¦-¦-¦-¦-¦-¦-¦-¦-¦-¦-¦-¦-¦-¦-¦-¦-¦-¦-¦A¦-¦-
ppmd_templates_DNSC4.rvt | DNSC4 - EQUIPMENT SCHEDULE | TRUE | Utilities¦5 | UTIL_5_NonMedGas | TRUE | 323edf97-d058-44ef-a0fb-1836c80554d8 | pYRMp9JFeoTATjOR1KCtO0pgs9rMRmAjkpsS+N/Vn9E= | C:\Temp\vw\test data\ppmd_templates_DNSC4.rvt | -¦-¦-¦-¦-¦-¦-¦-¦-¦-¦-¦-¦-¦-¦-¦-¦-¦-¦-¦-¦-¦-¦-
ppmd_templates_DNSC4.rvt | DNSC4 - EQUIPMENT SCHEDULE | TRUE | Utilities¦6 | UTIL_6_Misc | TRUE | 38083e2d-8ba3-4868-9752-742b7a4a9586 | pYRMp9JFeoTATjOR1KCtO0pgs9rMRmAjkpsS+N/Vn9E= | C:\Temp\vw\test data\ppmd_templates_DNSC4.rvt | -¦-¦-¦-¦-¦-¦-¦-¦-¦-¦-¦-¦-¦-¦-¦-¦-¦-¦-¦-¦E¦-¦-
ppmd_templates_DNSC4.rvt | DNSC4 - INTERIOR DESIGN | FALSE | Floor Finish¦Preferred | Floor Finish | FALSE |  | pYRMp9JFeoTATjOR1KCtO0pgs9rMRmAjkpsS+N/Vn9E= | C:\Temp\vw\test data\ppmd_templates_DNSC4.rvt
ppmd_templates_DNSC4.rvt | DNSC4 - INTERIOR DESIGN | FALSE | Floor Finish¦Alternate | Floor Finish2 | TRUE | 4030719d-a272-441a-8bfa-d5eb510a1687 | pYRMp9JFeoTATjOR1KCtO0pgs9rMRmAjkpsS+N/Vn9E= | C:\Temp\vw\test data\ppmd_templates_DNSC4.rvt | ET
ppmd_templates_DNSC4.rvt | DNSC4 - INTERIOR DESIGN | FALSE | Wall Finish¦Preferred | Wall Finish | FALSE |  | pYRMp9JFeoTATjOR1KCtO0pgs9rMRmAjkpsS+N/Vn9E= | C:\Temp\vw\test data\ppmd_templates_DNSC4.rvt | GLG
ppmd_templates_DNSC4.rvt | DNSC4 - INTERIOR DESIGN | FALSE | Wall Finish¦Alternate | Wall Finish2 | TRUE | 5a49d499-57b3-4e1f-afc0-4c041c862be1 | pYRMp9JFeoTATjOR1KCtO0pgs9rMRmAjkpsS+N/Vn9E= | C:\Temp\vw\test data\ppmd_templates_DNSC4.rvt | -
ppmd_templates_DNSC4.rvt | DNSC4 - INTERIOR DESIGN | FALSE | Ceiling Finish¦Preferred | Ceiling Finish | FALSE |  | pYRMp9JFeoTATjOR1KCtO0pgs9rMRmAjkpsS+N/Vn9E= | C:\Temp\vw\test data\ppmd_templates_DNSC4.rvt | AT2
ppmd_templates_DNSC4.rvt | DNSC4 - INTERIOR DESIGN | FALSE | Ceiling Finish¦Alternate | Ceiling Finish2 | TRUE | acb31fd1-378b-4329-97b0-400ae39b5bc4 | pYRMp9JFeoTATjOR1KCtO0pgs9rMRmAjkpsS+N/Vn9E= | C:\Temp\vw\test data\ppmd_templates_DNSC4.rvt | -
ppmd_templates_DNSC4.rvt | DNSC4 - INTERIOR DESIGN | FALSE | Room Height¦ft - in | Ceiling_Hgt_IP | TRUE | 9f14ca4f-2465-4385-a17c-7aa549f64c09 | pYRMp9JFeoTATjOR1KCtO0pgs9rMRmAjkpsS+N/Vn9E= | C:\Temp\vw\test data\ppmd_templates_DNSC4.rvt | 8' - 6"
ppmd_templates_DNSC4.rvt | DNSC4 - INTERIOR DESIGN | FALSE | Room Noise¦Min NC | Noise_NC_MIN | TRUE | 8c49df6c-7d6b-49fd-9459-f57d0921d704 | pYRMp9JFeoTATjOR1KCtO0pgs9rMRmAjkpsS+N/Vn9E= | C:\Temp\vw\test data\ppmd_templates_DNSC4.rvt | 30
ppmd_templates_DNSC4.rvt | DNSC4 - INTERIOR DESIGN | FALSE | Room Noise¦Max NC | Noise_NC_MAX | TRUE | 629b571a-1c14-443c-b8e8-1130b5edb513 | pYRMp9JFeoTATjOR1KCtO0pgs9rMRmAjkpsS+N/Vn9E= | C:\Temp\vw\test data\ppmd_templates_DNSC4.rvt
ppmd_templates_DNSC4.rvt | DNSC4 - INTERIOR DESIGN | FALSE | Room Noise¦SC | Noise_SC | TRUE | 44bf9cd1-070a-432c-87d9-26a3211cfe07 | pYRMp9JFeoTATjOR1KCtO0pgs9rMRmAjkpsS+N/Vn9E= | C:\Temp\vw\test data\ppmd_templates_DNSC4.rvt | 40
ppmd_templates_DNSC4.rvt | DNSC4 - MECHANICAL DESIGN | FALSE | Air Balance | Air_Balance | TRUE | 587b3cf9-4450-4d95-b8ef-0e93665dbd91 | pYRMp9JFeoTATjOR1KCtO0pgs9rMRmAjkpsS+N/Vn9E= | C:\Temp\vw\test data\ppmd_templates_DNSC4.rvt | -¦-¦-
ppmd_templates_DNSC4.rvt | DNSC4 - MECHANICAL DESIGN | FALSE | Air Changes Total | Air_Changes_Total | TRUE | 3988d7f3-0f28-4410-866c-5bc65e1d842a | pYRMp9JFeoTATjOR1KCtO0pgs9rMRmAjkpsS+N/Vn9E= | C:\Temp\vw\test data\ppmd_templates_DNSC4.rvt | 10¦10¦10
ppmd_templates_DNSC4.rvt | DNSC4 - MECHANICAL DESIGN | FALSE | Air Changes OA | Air_Changes_OA | TRUE | b7af949f-3b64-4f85-9391-d9f17dcaad1e | pYRMp9JFeoTATjOR1KCtO0pgs9rMRmAjkpsS+N/Vn9E= | C:\Temp\vw\test data\ppmd_templates_DNSC4.rvt | 2¦2¦2
ppmd_templates_DNSC4.rvt | DNSC4 - MECHANICAL DESIGN | FALSE | 100% Exhaust Air | Exhaust_Air_100% | TRUE | 62b97784-583b-47d5-90a3-a90bbb961b6e | pYRMp9JFeoTATjOR1KCtO0pgs9rMRmAjkpsS+N/Vn9E= | C:\Temp\vw\test data\ppmd_templates_DNSC4.rvt | Y¦Y
ppmd_templates_DNSC4.rvt | DNSC4 - MECHANICAL DESIGN | FALSE | Summer Temp¦F | Temp_Summer_F | TRUE | 1cbf6964-bd0f-4852-b367-ef4828e2e2cc | pYRMp9JFeoTATjOR1KCtO0pgs9rMRmAjkpsS+N/Vn9E= | C:\Temp\vw\test data\ppmd_templates_DNSC4.rvt | 75
ppmd_templates_DNSC4.rvt | DNSC4 - MECHANICAL DESIGN | FALSE | Summer Temp¦C | Temp_Summer_C | FALSE |  | pYRMp9JFeoTATjOR1KCtO0pgs9rMRmAjkpsS+N/Vn9E= | C:\Temp\vw\test data\ppmd_templates_DNSC4.rvt | 24
ppmd_templates_DNSC4.rvt | DNSC4 - MECHANICAL DESIGN | FALSE | Summer Temp¦Note | Temp_Summer_Note | TRUE | 6248fa3c-bb43-4e1c-91bb-60e102e573b7 | pYRMp9JFeoTATjOR1KCtO0pgs9rMRmAjkpsS+N/Vn9E= | C:\Temp\vw\test data\ppmd_templates_DNSC4.rvt
ppmd_templates_DNSC4.rvt | DNSC4 - MECHANICAL DESIGN | FALSE | Winter Temp¦F | Temp_Winter_F | TRUE | b4f9888f-41ad-47ef-a6af-145b3de732c9 | pYRMp9JFeoTATjOR1KCtO0pgs9rMRmAjkpsS+N/Vn9E= | C:\Temp\vw\test data\ppmd_templates_DNSC4.rvt | 68¦68¦68
ppmd_templates_DNSC4.rvt | DNSC4 - MECHANICAL DESIGN | FALSE | Winter Temp¦C | Temp_Winter_C | FALSE |  | pYRMp9JFeoTATjOR1KCtO0pgs9rMRmAjkpsS+N/Vn9E= | C:\Temp\vw\test data\ppmd_templates_DNSC4.rvt | 20¦20¦20
ppmd_templates_DNSC4.rvt | DNSC4 - MECHANICAL DESIGN | FALSE | Winter Temp¦Note | Temp_Winter_Note | TRUE | aacd83fc-f530-464e-b089-01667d3c52cd | pYRMp9JFeoTATjOR1KCtO0pgs9rMRmAjkpsS+N/Vn9E= | C:\Temp\vw\test data\ppmd_templates_DNSC4.rvt
ppmd_templates_DNSC4.rvt | DNSC4 - MECHANICAL DESIGN | FALSE | Max Relative Humidity | Relative_Humidity | TRUE | 36ead6c1-4384-4a65-8654-06a60aef94cb | pYRMp9JFeoTATjOR1KCtO0pgs9rMRmAjkpsS+N/Vn9E= | C:\Temp\vw\test data\ppmd_templates_DNSC4.rvt | -¦-
ppmd_templates_DNSC4.rvt | DNSC4 - MECHANICAL DESIGN | FALSE | Filtration¦Interm % | Filtration_Inter_% | TRUE | 4f03ad65-f905-419e-a0cf-8f58fe921fbc | pYRMp9JFeoTATjOR1KCtO0pgs9rMRmAjkpsS+N/Vn9E= | C:\Temp\vw\test data\ppmd_templates_DNSC4.rvt | 14¦13¦13
ppmd_templates_DNSC4.rvt | DNSC4 - MECHANICAL DESIGN | FALSE | Filtration¦Final % | Filtration_Final_% | TRUE | cc736e5f-46f5-476a-8d0a-ceb32d8d4e5a | pYRMp9JFeoTATjOR1KCtO0pgs9rMRmAjkpsS+N/Vn9E= | C:\Temp\vw\test data\ppmd_templates_DNSC4.rvt | -¦-
ppmd_templates_DNSC4.rvt | DNSC4 - MECHANICAL DESIGN | FALSE | Notes | Mech_Notes | TRUE | a32df790-0ab9-4c4a-b19c-511c2eef6d56 | pYRMp9JFeoTATjOR1KCtO0pgs9rMRmAjkpsS+N/Vn9E= | C:\Temp\vw\test data\ppmd_templates_DNSC4.rvt | -¦-
ppmd_templates_DNSC4.rvt | DNSC4 - MEDICAL GAS DESIGN | FALSE | MCA | MedGas_MCA | TRUE | 3b23ea7f-b9f1-4749-8a2b-eb6a4fab4cdc | pYRMp9JFeoTATjOR1KCtO0pgs9rMRmAjkpsS+N/Vn9E= | C:\Temp\vw\test data\ppmd_templates_DNSC4.rvt | -¦-¦-
ppmd_templates_DNSC4.rvt | DNSC4 - MEDICAL GAS DESIGN | FALSE | DCA | MedGas_DCA | TRUE | 20dc9c73-7465-4e8a-8300-4a8b5a46a91c | pYRMp9JFeoTATjOR1KCtO0pgs9rMRmAjkpsS+N/Vn9E= | C:\Temp\vw\test data\ppmd_templates_DNSC4.rvt | 1¦1¦1
ppmd_templates_DNSC4.rvt | DNSC4 - MEDICAL GAS DESIGN | FALSE | LA | MedGas_LA | TRUE | 99801083-d820-4c5f-ad07-ab168e1bbda0 | pYRMp9JFeoTATjOR1KCtO0pgs9rMRmAjkpsS+N/Vn9E= | C:\Temp\vw\test data\ppmd_templates_DNSC4.rvt | -¦-¦-
ppmd_templates_DNSC4.rvt | DNSC4 - MEDICAL GAS DESIGN | FALSE | PA | MedGas_PA | TRUE | 55793ba6-1647-428e-86f6-5ce4153c7f2e | pYRMp9JFeoTATjOR1KCtO0pgs9rMRmAjkpsS+N/Vn9E= | C:\Temp\vw\test data\ppmd_templates_DNSC4.rvt | -¦-¦-
ppmd_templates_DNSC4.rvt | DNSC4 - MEDICAL GAS DESIGN | FALSE | MV | MedGas_MV | TRUE | 0a0bec6d-9172-4a2c-9fb3-7616a08f677a | pYRMp9JFeoTATjOR1KCtO0pgs9rMRmAjkpsS+N/Vn9E= | C:\Temp\vw\test data\ppmd_templates_DNSC4.rvt | -¦-¦-
ppmd_templates_DNSC4.rvt | DNSC4 - MEDICAL GAS DESIGN | FALSE | DHV | MedGas_DHV | TRUE | 79779898-9917-494b-a027-0013b44e14f1 | pYRMp9JFeoTATjOR1KCtO0pgs9rMRmAjkpsS+N/Vn9E= | C:\Temp\vw\test data\ppmd_templates_DNSC4.rvt | -¦-¦-
ppmd_templates_DNSC4.rvt | DNSC4 - MEDICAL GAS DESIGN | FALSE | DLV | MedGas_DLV | TRUE | bcdcef93-2e56-440a-a8f7-e9973eadba59 | pYRMp9JFeoTATjOR1KCtO0pgs9rMRmAjkpsS+N/Vn9E= | C:\Temp\vw\test data\ppmd_templates_DNSC4.rvt | 1¦-¦-
ppmd_templates_DNSC4.rvt | DNSC4 - MEDICAL GAS DESIGN | FALSE | LDE | MedGas_LDE | TRUE | cc6496eb-fa04-4455-81d4-1dfb1e6aaa52 | pYRMp9JFeoTATjOR1KCtO0pgs9rMRmAjkpsS+N/Vn9E= | C:\Temp\vw\test data\ppmd_templates_DNSC4.rvt | -¦-¦-
ppmd_templates_DNSC4.rvt | DNSC4 - MEDICAL GAS DESIGN | FALSE | OX | MedGas_OX | TRUE | 59f6c2e0-639e-4476-adf0-a5c19b1199db | pYRMp9JFeoTATjOR1KCtO0pgs9rMRmAjkpsS+N/Vn9E= | C:\Temp\vw\test data\ppmd_templates_DNSC4.rvt | -¦-¦-
ppmd_templates_DNSC4.rvt | DNSC4 - MEDICAL GAS DESIGN | FALSE | NO | MedGas_NO | TRUE | 1f31b342-99ad-494b-90ce-f27b8fc04b75 | pYRMp9JFeoTATjOR1KCtO0pgs9rMRmAjkpsS+N/Vn9E= | C:\Temp\vw\test data\ppmd_templates_DNSC4.rvt | -¦-¦-
ppmd_templates_DNSC4.rvt | DNSC4 - MEDICAL GAS DESIGN | FALSE | NI | MedGas_NI | TRUE | ea24567d-1f4e-45f9-907f-a79ef8b323b1 | pYRMp9JFeoTATjOR1KCtO0pgs9rMRmAjkpsS+N/Vn9E= | C:\Temp\vw\test data\ppmd_templates_DNSC4.rvt | -¦-¦-
ppmd_templates_DNSC4.rvt | DNSC4 - MEDICAL GAS DESIGN | FALSE | WAGD | MedGas_WAGD | TRUE | 1aa3572e-5073-44b4-acb3-ff8739230b69 | pYRMp9JFeoTATjOR1KCtO0pgs9rMRmAjkpsS+N/Vn9E= | C:\Temp\vw\test data\ppmd_templates_DNSC4.rvt | -¦-¦-
ppmd_templates_DNSC4.rvt | DNSC4 - MEDICAL GAS DESIGN | FALSE | Notes1 | MedGas_Notes | TRUE | 69d1283f-21ef-46f3-9ebb-e36d00ef4da3 | pYRMp9JFeoTATjOR1KCtO0pgs9rMRmAjkpsS+N/Vn9E= | C:\Temp\vw\test data\ppmd_templates_DNSC4.rvt | B¦B¦B
ppmd_templates_DNSC4.rvt | DNSC4 - MEDICAL GAS DESIGN | FALSE | Notes2 | MedGas_Notes2 | TRUE | 867f4341-094b-4cc7-b128-8c28392e09cd | pYRMp9JFeoTATjOR1KCtO0pgs9rMRmAjkpsS+N/Vn9E= | C:\Temp\vw\test data\ppmd_templates_DNSC4.rvt
ppmd_templates_DNSC4.rvt | DNSC4 - STRUCTURAL DESIGN | FALSE | Structural Load¦psf | Str_FloorLoad_psf | TRUE | 654b90c9-d71e-4bcd-9f27-a1532becca95 | pYRMp9JFeoTATjOR1KCtO0pgs9rMRmAjkpsS+N/Vn9E= | C:\Temp\vw\test data\ppmd_templates_DNSC4.rvt | 60¦60¦60
ppmd_templates_DNSC4.rvt | DNSC4 - STRUCTURAL DESIGN | FALSE | Structural Load¦kPA | Str_FloorLoad_kPA | FALSE |  | pYRMp9JFeoTATjOR1KCtO0pgs9rMRmAjkpsS+N/Vn9E= | C:\Temp\vw\test data\ppmd_templates_DNSC4.rvt | 3¦3¦3
ppmd_templates_DNSC4.rvt | DNSC4 - STRUCTURAL DESIGN | FALSE | Notes | Str_Notes | TRUE | 509b36e6-cf53-4158-b357-61e3cedd6faa | pYRMp9JFeoTATjOR1KCtO0pgs9rMRmAjkpsS+N/Vn9E= | C:\Temp\vw\test data\ppmd_templates_DNSC4.rvt
ppmd_templates_DNSC5.rvt | DNSC5 - DATA/TELEPHONE EQUIPMENT | FALSE | JSN | JSN | TRUE | 8632cd76-2ab9-457d-8db7-39197de446a2 | Sd1beOAbCsqem/hwzWTSAc8+yIRbTF5P2nYPSuLhK3w= | C:\Temp\vw\test data\ppmd_templates_DNSC5.rvt
ppmd_templates_DNSC5.rvt | DNSC5 - DATA/TELEPHONE EQUIPMENT | FALSE | Nomenclature | Nomenclature | TRUE | f004b755-1952-4a21-a1c1-98f41ef6a86c | Sd1beOAbCsqem/hwzWTSAc8+yIRbTF5P2nYPSuLhK3w= | C:\Temp\vw\test data\ppmd_templates_DNSC5.rvt
ppmd_templates_DNSC5.rvt | DNSC5 - DATA/TELEPHONE EQUIPMENT | FALSE | Qty | Count | FALSE |  | Sd1beOAbCsqem/hwzWTSAc8+yIRbTF5P2nYPSuLhK3w= | C:\Temp\vw\test data\ppmd_templates_DNSC5.rvt
ppmd_templates_DNSC5.rvt | DNSC5 - DATA/TELEPHONE EQUIPMENT | FALSE | Logistics¦AR | CAT_Army | TRUE | fa0e0053-bcc4-42e8-881f-6a4690f994c9 | Sd1beOAbCsqem/hwzWTSAc8+yIRbTF5P2nYPSuLhK3w= | C:\Temp\vw\test data\ppmd_templates_DNSC5.rvt
ppmd_templates_DNSC5.rvt | DNSC5 - DATA/TELEPHONE EQUIPMENT | FALSE | Logistics¦NA | CAT_Navy | TRUE | 183e77a6-b75d-41a5-8f81-f6abfee236ec | Sd1beOAbCsqem/hwzWTSAc8+yIRbTF5P2nYPSuLhK3w= | C:\Temp\vw\test data\ppmd_templates_DNSC5.rvt
ppmd_templates_DNSC5.rvt | DNSC5 - DATA/TELEPHONE EQUIPMENT | FALSE | Logistics¦AF | CAT_AF | TRUE | 053816d3-2f83-4e72-9b30-0a25ff75573f | Sd1beOAbCsqem/hwzWTSAc8+yIRbTF5P2nYPSuLhK3w= | C:\Temp\vw\test data\ppmd_templates_DNSC5.rvt
ppmd_templates_DNSC5.rvt | DNSC5 - DATA/TELEPHONE EQUIPMENT | FALSE | Logistics¦VA | CAT_VA | TRUE | abab06e0-bc20-4958-a9a7-acf73c376614 | Sd1beOAbCsqem/hwzWTSAc8+yIRbTF5P2nYPSuLhK3w= | C:\Temp\vw\test data\ppmd_templates_DNSC5.rvt
ppmd_templates_DNSC5.rvt | DNSC5 - DOOR SCHEDULE | FALSE | Mark | Construction Type | FALSE |  | Sd1beOAbCsqem/hwzWTSAc8+yIRbTF5P2nYPSuLhK3w= | C:\Temp\vw\test data\ppmd_templates_DNSC5.rvt | A
ppmd_templates_DNSC5.rvt | DNSC5 - DOOR SCHEDULE | FALSE | Type | Family | FALSE |  | Sd1beOAbCsqem/hwzWTSAc8+yIRbTF5P2nYPSuLhK3w= | C:\Temp\vw\test data\ppmd_templates_DNSC5.rvt | Single-Flush
ppmd_templates_DNSC5.rvt | DNSC5 - DOOR SCHEDULE | FALSE | Count | Count | FALSE |  | Sd1beOAbCsqem/hwzWTSAc8+yIRbTF5P2nYPSuLhK3w= | C:\Temp\vw\test data\ppmd_templates_DNSC5.rvt | 1
ppmd_templates_DNSC5.rvt | DNSC5 - DOOR SCHEDULE | FALSE | Height¦ft - in | Height | FALSE |  | Sd1beOAbCsqem/hwzWTSAc8+yIRbTF5P2nYPSuLhK3w= | C:\Temp\vw\test data\ppmd_templates_DNSC5.rvt | 7' - 0"
ppmd_templates_DNSC5.rvt | DNSC5 - DOOR SCHEDULE | FALSE | Width¦ft - in | Width | FALSE |  | Sd1beOAbCsqem/hwzWTSAc8+yIRbTF5P2nYPSuLhK3w= | C:\Temp\vw\test data\ppmd_templates_DNSC5.rvt | 3' - 0"
ppmd_templates_DNSC5.rvt | DNSC5 - DOOR SCHEDULE | FALSE | Notes | Type Comments | FALSE |  | Sd1beOAbCsqem/hwzWTSAc8+yIRbTF5P2nYPSuLhK3w= | C:\Temp\vw\test data\ppmd_templates_DNSC5.rvt
ppmd_templates_DNSC5.rvt | DNSC5 - ELECTRICAL DESIGN | FALSE | Lighting¦LUX1 | Light_Level_LUX | TRUE | fc853981-f613-4f05-81bd-e48fb947424b | Sd1beOAbCsqem/hwzWTSAc8+yIRbTF5P2nYPSuLhK3w= | C:\Temp\vw\test data\ppmd_templates_DNSC5.rvt | 700
ppmd_templates_DNSC5.rvt | DNSC5 - ELECTRICAL DESIGN | FALSE | Lighting¦Footcandles1 | Light_Level_FC | FALSE |  | Sd1beOAbCsqem/hwzWTSAc8+yIRbTF5P2nYPSuLhK3w= | C:\Temp\vw\test data\ppmd_templates_DNSC5.rvt | 65
ppmd_templates_DNSC5.rvt | DNSC5 - ELECTRICAL DESIGN | FALSE | Lighting¦LUX2 | Light_Level_LUX2 | TRUE | 172f1cff-58cc-41cd-b888-0e7a81d2bf40 | Sd1beOAbCsqem/hwzWTSAc8+yIRbTF5P2nYPSuLhK3w= | C:\Temp\vw\test data\ppmd_templates_DNSC5.rvt
ppmd_templates_DNSC5.rvt | DNSC5 - ELECTRICAL DESIGN | FALSE | Lighting¦Footcandles2 | Light_Level_FC2 | FALSE |  | Sd1beOAbCsqem/hwzWTSAc8+yIRbTF5P2nYPSuLhK3w= | C:\Temp\vw\test data\ppmd_templates_DNSC5.rvt
ppmd_templates_DNSC5.rvt | DNSC5 - ELECTRICAL DESIGN | FALSE | Lighting¦Notes | Light_Notes | TRUE | a36245ac-ea57-45c2-bac5-bed4d04a4f78 | Sd1beOAbCsqem/hwzWTSAc8+yIRbTF5P2nYPSuLhK3w= | C:\Temp\vw\test data\ppmd_templates_DNSC5.rvt
ppmd_templates_DNSC5.rvt | DNSC5 - ELECTRICAL DESIGN | FALSE | Lighting¦Notes2 | Light_Notes2 | TRUE | 6d0b4891-ce4c-45f8-9560-387866098a10 | Sd1beOAbCsqem/hwzWTSAc8+yIRbTF5P2nYPSuLhK3w= | C:\Temp\vw\test data\ppmd_templates_DNSC5.rvt
ppmd_templates_DNSC5.rvt | DNSC5 - ELECTRICAL DESIGN | FALSE | Essential Power¦% Power | ES_Power% | TRUE | 7cbfe71a-865f-4cf4-b400-c67e3939439b | Sd1beOAbCsqem/hwzWTSAc8+yIRbTF5P2nYPSuLhK3w= | C:\Temp\vw\test data\ppmd_templates_DNSC5.rvt
ppmd_templates_DNSC5.rvt | DNSC5 - ELECTRICAL DESIGN | FALSE | Essential Power¦% Light | ES_Light% | TRUE | af00a8bb-40cb-434a-a7e5-b4140f3c844f | Sd1beOAbCsqem/hwzWTSAc8+yIRbTF5P2nYPSuLhK3w= | C:\Temp\vw\test data\ppmd_templates_DNSC5.rvt
ppmd_templates_DNSC5.rvt | DNSC5 - ELECTRICAL DESIGN | FALSE | Essential Power¦Notes | ES_Notes | TRUE | 0c3ae867-1060-40b5-bb68-261d16a167a0 | Sd1beOAbCsqem/hwzWTSAc8+yIRbTF5P2nYPSuLhK3w= | C:\Temp\vw\test data\ppmd_templates_DNSC5.rvt | U
ppmd_templates_DNSC5.rvt | DNSC5 - EQUIPMENT SCHEDULE | TRUE | JSN | JSN | TRUE | 8632cd76-2ab9-457d-8db7-39197de446a2 | Sd1beOAbCsqem/hwzWTSAc8+yIRbTF5P2nYPSuLhK3w= | C:\Temp\vw\test data\ppmd_templates_DNSC5.rvt | A5075¦A5080¦A5107¦A5145¦A5180¦C04F0¦C04H0¦C04P0¦C0037¦CE040¦CS180¦CT050¦D0830¦E0945¦F0230¦F2010¦F3200¦M1801¦M1825¦M2700¦P2450¦P3100¦S0237¦S0290¦S0295¦S1900¦S4800
ppmd_templates_DNSC5.rvt | DNSC5 - EQUIPMENT SCHEDULE | TRUE | Nomenclature | Nomenclature | TRUE | f004b755-1952-4a21-a1c1-98f41ef6a86c | Sd1beOAbCsqem/hwzWTSAc8+yIRbTF5P2nYPSuLhK3w= | C:\Temp\vw\test data\ppmd_templates_DNSC5.rvt | Dispenser, Soap, Disposable¦Dispenser, Paper Towel, SS, Surface Mounted¦Dispenser, Glove, Surgical/Examination, Wall Mntd¦Hook, Garment, Double, SS, Surface Mounted¦Waste Disposal Unit, Sharps¦Cabinet, U/C/B, 1 Shelf, 2 Half DR, 2 DO, 36x36x22¦Cabinet, U/C/B, 2 Half Drawer, 3 Drawer, 36x36x22¦Cabinet, Sink, U/C/B, 2 Door, 36x36x22¦Rail, Apron, 4x36x1¦Cabinet, W/H, 2 SH, 2 GDO, Sloping Top, 38x36x13¦Sink, SS, Single Compartment, 12x22x16 ID¦Countertop, Stainless Steel¦Sterilizer, Rapid Dry Heat¦Cart, Computer, Mobile¦Chair, Drafting, Rotary¦Basket, Wastepaper, Step-On¦Clock, Battery, 12" Diameter¦Computer, Microprocessing, w/Flat Panel Monitor¦Printer, Computer¦Sealer, Heat, Plastic Bag, w/Motor, Portable¦Valve, Mixing, Thermostatic¦Lavatory, Vitreous China, Slab Type¦Sterilizer,ELEC,VAC,2DO,RCSD 1WLL, 20x20x38 Cham¦Rack, 2SH, 20x20x38 CHMBR¦Loading Car & Transfer Carriage, 20x20x38 Chamber¦Pass-through Window¦Sterilizer, SURG INSTRU & Dressing, 10" DIA CHMBR
ppmd_templates_DNSC5.rvt | DNSC5 - EQUIPMENT SCHEDULE | TRUE | Qty | Count | FALSE |  | Sd1beOAbCsqem/hwzWTSAc8+yIRbTF5P2nYPSuLhK3w= | C:\Temp\vw\test data\ppmd_templates_DNSC5.rvt | 2¦2¦1¦1¦1¦1¦2¦1¦2¦2¦1¦1¦1¦1¦1¦1¦1¦1¦1¦1¦1¦1¦2¦4¦2¦1¦1
ppmd_templates_DNSC5.rvt | DNSC5 - EQUIPMENT SCHEDULE | TRUE | LF | CustomLength | TRUE | f338df87-67c7-40c3-b0e8-6ebb5a3fe5b8 | Sd1beOAbCsqem/hwzWTSAc8+yIRbTF5P2nYPSuLhK3w= | C:\Temp\vw\test data\ppmd_templates_DNSC5.rvt | 13' - 6"
ppmd_templates_DNSC5.rvt | DNSC5 - EQUIPMENT SCHEDULE | TRUE | Logistics¦AR | CAT_Army | TRUE | fa0e0053-bcc4-42e8-881f-6a4690f994c9 | Sd1beOAbCsqem/hwzWTSAc8+yIRbTF5P2nYPSuLhK3w= | C:\Temp\vw\test data\ppmd_templates_DNSC5.rvt | C¦A¦C¦A¦C¦A¦A¦A¦A¦A¦A¦A¦C¦C¦C¦C¦C¦C¦C¦C¦A¦A¦A¦A¦A¦A¦C
ppmd_templates_DNSC5.rvt | DNSC5 - EQUIPMENT SCHEDULE | TRUE | Logistics¦NA | CAT_Navy | TRUE | 183e77a6-b75d-41a5-8f81-f6abfee236ec | Sd1beOAbCsqem/hwzWTSAc8+yIRbTF5P2nYPSuLhK3w= | C:\Temp\vw\test data\ppmd_templates_DNSC5.rvt | C¦A¦C¦A¦C¦A¦A¦A¦A¦A¦A¦A¦C¦C¦C¦C¦C¦C¦C¦C¦A¦A¦A¦A¦A¦A¦C
ppmd_templates_DNSC5.rvt | DNSC5 - EQUIPMENT SCHEDULE | TRUE | Logistics¦AF | CAT_AF | TRUE | 053816d3-2f83-4e72-9b30-0a25ff75573f | Sd1beOAbCsqem/hwzWTSAc8+yIRbTF5P2nYPSuLhK3w= | C:\Temp\vw\test data\ppmd_templates_DNSC5.rvt | C¦A¦-¦A¦-¦A¦-¦-¦-¦-¦-¦-¦C¦-¦-¦C¦C¦-¦-¦-¦-¦A¦A¦-¦-¦-¦-
ppmd_templates_DNSC5.rvt | DNSC5 - EQUIPMENT SCHEDULE | TRUE | Logistics¦VA | CAT_VA | TRUE | abab06e0-bc20-4958-a9a7-acf73c376614 | Sd1beOAbCsqem/hwzWTSAc8+yIRbTF5P2nYPSuLhK3w= | C:\Temp\vw\test data\ppmd_templates_DNSC5.rvt | C¦A¦-¦A¦-¦A¦-¦-¦-¦-¦-¦-¦C¦-¦-¦C¦C¦-¦-¦-¦-¦A¦A¦-¦-¦-¦-
ppmd_templates_DNSC5.rvt | DNSC5 - EQUIPMENT SCHEDULE | TRUE | Utilities¦1 | UTIL_1_WaterDrain | TRUE | 594b780e-c62e-473b-9f66-4d3db2fa1b7f | Sd1beOAbCsqem/hwzWTSAc8+yIRbTF5P2nYPSuLhK3w= | C:\Temp\vw\test data\ppmd_templates_DNSC5.rvt | -¦-¦-¦-¦-¦-¦¦¦¦¦D¦¦-¦¦¦-¦-¦¦¦¦A¦D¦D¦¦¦-
ppmd_templates_DNSC5.rvt | DNSC5 - EQUIPMENT SCHEDULE | TRUE | Utilities¦2 | UTIL_2_Elec | TRUE | 28082216-138e-4a2f-9824-e96dbd7e3cd0 | Sd1beOAbCsqem/hwzWTSAc8+yIRbTF5P2nYPSuLhK3w= | C:\Temp\vw\test data\ppmd_templates_DNSC5.rvt | -¦-¦-¦-¦-¦-¦¦¦¦¦-¦¦A¦¦¦-¦-¦A¦A¦A¦¦-¦F¦¦¦-¦B
ppmd_templates_DNSC5.rvt | DNSC5 - EQUIPMENT SCHEDULE | TRUE | Utilities¦3 | UTIL_3_MedGas | TRUE | 22af1ef2-54f0-4b6e-b40a-7064dfb8769c | Sd1beOAbCsqem/hwzWTSAc8+yIRbTF5P2nYPSuLhK3w= | C:\Temp\vw\test data\ppmd_templates_DNSC5.rvt | -¦-¦-¦-¦-¦-¦¦¦¦¦-¦¦-¦¦¦-¦-¦¦¦¦¦-¦-¦¦¦-
ppmd_templates_DNSC5.rvt | DNSC5 - EQUIPMENT SCHEDULE | TRUE | Utilities¦4 | UTIL_4_MiscGas | TRUE | 745b8c3e-fd4a-4430-994a-d25826e1e484 | Sd1beOAbCsqem/hwzWTSAc8+yIRbTF5P2nYPSuLhK3w= | C:\Temp\vw\test data\ppmd_templates_DNSC5.rvt | -¦-¦-¦-¦-¦-¦¦¦¦¦-¦¦-¦¦¦-¦-¦¦¦¦¦-¦-¦¦¦-
ppmd_templates_DNSC5.rvt | DNSC5 - EQUIPMENT SCHEDULE | TRUE | Utilities¦5 | UTIL_5_NonMedGas | TRUE | 323edf97-d058-44ef-a0fb-1836c80554d8 | Sd1beOAbCsqem/hwzWTSAc8+yIRbTF5P2nYPSuLhK3w= | C:\Temp\vw\test data\ppmd_templates_DNSC5.rvt | -¦-¦-¦-¦-¦-¦¦¦¦¦-¦¦-¦¦¦-¦-¦¦¦¦¦-¦-¦¦¦-
ppmd_templates_DNSC5.rvt | DNSC5 - EQUIPMENT SCHEDULE | TRUE | Utilities¦6 | UTIL_6_Misc | TRUE | 38083e2d-8ba3-4868-9752-742b7a4a9586 | Sd1beOAbCsqem/hwzWTSAc8+yIRbTF5P2nYPSuLhK3w= | C:\Temp\vw\test data\ppmd_templates_DNSC5.rvt | -¦-¦-¦-¦-¦-¦¦¦¦¦-¦¦-¦¦¦-¦-¦¦¦¦¦-¦-¦¦¦-
ppmd_templates_DNSC5.rvt | DNSC5 - INTERIOR DESIGN | FALSE | Floor Finish¦Preferred | Floor Finish | FALSE |  | Sd1beOAbCsqem/hwzWTSAc8+yIRbTF5P2nYPSuLhK3w= | C:\Temp\vw\test data\ppmd_templates_DNSC5.rvt | SV¦US
ppmd_templates_DNSC5.rvt | DNSC5 - INTERIOR DESIGN | FALSE | Floor Finish¦Alternate | Floor Finish2 | TRUE | 4030719d-a272-441a-8bfa-d5eb510a1687 | Sd1beOAbCsqem/hwzWTSAc8+yIRbTF5P2nYPSuLhK3w= | C:\Temp\vw\test data\ppmd_templates_DNSC5.rvt | ET¦ET
ppmd_templates_DNSC5.rvt | DNSC5 - INTERIOR DESIGN | FALSE | Wall Finish¦Preferred | Wall Finish | FALSE |  | Sd1beOAbCsqem/hwzWTSAc8+yIRbTF5P2nYPSuLhK3w= | C:\Temp\vw\test data\ppmd_templates_DNSC5.rvt | GLG¦GLG
ppmd_templates_DNSC5.rvt | DNSC5 - INTERIOR DESIGN | FALSE | Wall Finish¦Alternate | Wall Finish2 | TRUE | 5a49d499-57b3-4e1f-afc0-4c041c862be1 | Sd1beOAbCsqem/hwzWTSAc8+yIRbTF5P2nYPSuLhK3w= | C:\Temp\vw\test data\ppmd_templates_DNSC5.rvt | -¦-
ppmd_templates_DNSC5.rvt | DNSC5 - INTERIOR DESIGN | FALSE | Ceiling Finish¦Preferred | Ceiling Finish | FALSE |  | Sd1beOAbCsqem/hwzWTSAc8+yIRbTF5P2nYPSuLhK3w= | C:\Temp\vw\test data\ppmd_templates_DNSC5.rvt | AT2¦AT2
ppmd_templates_DNSC5.rvt | DNSC5 - INTERIOR DESIGN | FALSE | Ceiling Finish¦Alternate | Ceiling Finish2 | TRUE | acb31fd1-378b-4329-97b0-400ae39b5bc4 | Sd1beOAbCsqem/hwzWTSAc8+yIRbTF5P2nYPSuLhK3w= | C:\Temp\vw\test data\ppmd_templates_DNSC5.rvt | -¦-
ppmd_templates_DNSC5.rvt | DNSC5 - INTERIOR DESIGN | FALSE | Room Height¦ft - in | Ceiling_Hgt_IP | TRUE | 9f14ca4f-2465-4385-a17c-7aa549f64c09 | Sd1beOAbCsqem/hwzWTSAc8+yIRbTF5P2nYPSuLhK3w= | C:\Temp\vw\test data\ppmd_templates_DNSC5.rvt | 8' - 6"¦8' - 6"
ppmd_templates_DNSC5.rvt | DNSC5 - INTERIOR DESIGN | FALSE | Room Noise¦Min NC | Noise_NC_MIN | TRUE | 8c49df6c-7d6b-49fd-9459-f57d0921d704 | Sd1beOAbCsqem/hwzWTSAc8+yIRbTF5P2nYPSuLhK3w= | C:\Temp\vw\test data\ppmd_templates_DNSC5.rvt | 30¦30
ppmd_templates_DNSC5.rvt | DNSC5 - INTERIOR DESIGN | FALSE | Room Noise¦Max NC | Noise_NC_MAX | TRUE | 629b571a-1c14-443c-b8e8-1130b5edb513 | Sd1beOAbCsqem/hwzWTSAc8+yIRbTF5P2nYPSuLhK3w= | C:\Temp\vw\test data\ppmd_templates_DNSC5.rvt | 35¦50
ppmd_templates_DNSC5.rvt | DNSC5 - INTERIOR DESIGN | FALSE | Room Noise¦SC | Noise_SC | TRUE | 44bf9cd1-070a-432c-87d9-26a3211cfe07 | Sd1beOAbCsqem/hwzWTSAc8+yIRbTF5P2nYPSuLhK3w= | C:\Temp\vw\test data\ppmd_templates_DNSC5.rvt | 40¦40
ppmd_templates_DNSC5.rvt | DNSC5 - MECHANICAL DESIGN | FALSE | Air Balance | Air_Balance | TRUE | 587b3cf9-4450-4d95-b8ef-0e93665dbd91 | Sd1beOAbCsqem/hwzWTSAc8+yIRbTF5P2nYPSuLhK3w= | C:\Temp\vw\test data\ppmd_templates_DNSC5.rvt | +¦+
ppmd_templates_DNSC5.rvt | DNSC5 - MECHANICAL DESIGN | FALSE | Air Changes Total | Air_Changes_Total | TRUE | 3988d7f3-0f28-4410-866c-5bc65e1d842a | Sd1beOAbCsqem/hwzWTSAc8+yIRbTF5P2nYPSuLhK3w= | C:\Temp\vw\test data\ppmd_templates_DNSC5.rvt | 6¦6
ppmd_templates_DNSC5.rvt | DNSC5 - MECHANICAL DESIGN | FALSE | Air Changes OA | Air_Changes_OA | TRUE | b7af949f-3b64-4f85-9391-d9f17dcaad1e | Sd1beOAbCsqem/hwzWTSAc8+yIRbTF5P2nYPSuLhK3w= | C:\Temp\vw\test data\ppmd_templates_DNSC5.rvt | 2¦2
ppmd_templates_DNSC5.rvt | DNSC5 - MECHANICAL DESIGN | FALSE | 100% Exhaust Air | Exhaust_Air_100% | TRUE | 62b97784-583b-47d5-90a3-a90bbb961b6e | Sd1beOAbCsqem/hwzWTSAc8+yIRbTF5P2nYPSuLhK3w= | C:\Temp\vw\test data\ppmd_templates_DNSC5.rvt | -
ppmd_templates_DNSC5.rvt | DNSC5 - MECHANICAL DESIGN | FALSE | Summer Temp¦F | Temp_Summer_F | TRUE | 1cbf6964-bd0f-4852-b367-ef4828e2e2cc | Sd1beOAbCsqem/hwzWTSAc8+yIRbTF5P2nYPSuLhK3w= | C:\Temp\vw\test data\ppmd_templates_DNSC5.rvt | 75
ppmd_templates_DNSC5.rvt | DNSC5 - MECHANICAL DESIGN | FALSE | Summer Temp¦C | Temp_Summer_C | FALSE |  | Sd1beOAbCsqem/hwzWTSAc8+yIRbTF5P2nYPSuLhK3w= | C:\Temp\vw\test data\ppmd_templates_DNSC5.rvt | 24
ppmd_templates_DNSC5.rvt | DNSC5 - MECHANICAL DESIGN | FALSE | Summer Temp¦Note | Temp_Summer_Note | TRUE | 6248fa3c-bb43-4e1c-91bb-60e102e573b7 | Sd1beOAbCsqem/hwzWTSAc8+yIRbTF5P2nYPSuLhK3w= | C:\Temp\vw\test data\ppmd_templates_DNSC5.rvt
ppmd_templates_DNSC5.rvt | DNSC5 - MECHANICAL DESIGN | FALSE | Winter Temp¦F | Temp_Winter_F | TRUE | b4f9888f-41ad-47ef-a6af-145b3de732c9 | Sd1beOAbCsqem/hwzWTSAc8+yIRbTF5P2nYPSuLhK3w= | C:\Temp\vw\test data\ppmd_templates_DNSC5.rvt | 68¦68
ppmd_templates_DNSC5.rvt | DNSC5 - MECHANICAL DESIGN | FALSE | Winter Temp¦C | Temp_Winter_C | FALSE |  | Sd1beOAbCsqem/hwzWTSAc8+yIRbTF5P2nYPSuLhK3w= | C:\Temp\vw\test data\ppmd_templates_DNSC5.rvt | 20¦20
ppmd_templates_DNSC5.rvt | DNSC5 - MECHANICAL DESIGN | FALSE | Winter Temp¦Note | Temp_Winter_Note | TRUE | aacd83fc-f530-464e-b089-01667d3c52cd | Sd1beOAbCsqem/hwzWTSAc8+yIRbTF5P2nYPSuLhK3w= | C:\Temp\vw\test data\ppmd_templates_DNSC5.rvt
ppmd_templates_DNSC5.rvt | DNSC5 - MECHANICAL DESIGN | FALSE | Max Relative Humidity | Relative_Humidity | TRUE | 36ead6c1-4384-4a65-8654-06a60aef94cb | Sd1beOAbCsqem/hwzWTSAc8+yIRbTF5P2nYPSuLhK3w= | C:\Temp\vw\test data\ppmd_templates_DNSC5.rvt | -
ppmd_templates_DNSC5.rvt | DNSC5 - MECHANICAL DESIGN | FALSE | Filtration¦Interm % | Filtration_Inter_% | TRUE | 4f03ad65-f905-419e-a0cf-8f58fe921fbc | Sd1beOAbCsqem/hwzWTSAc8+yIRbTF5P2nYPSuLhK3w= | C:\Temp\vw\test data\ppmd_templates_DNSC5.rvt | 14¦13
ppmd_templates_DNSC5.rvt | DNSC5 - MECHANICAL DESIGN | FALSE | Filtration¦Final % | Filtration_Final_% | TRUE | cc736e5f-46f5-476a-8d0a-ceb32d8d4e5a | Sd1beOAbCsqem/hwzWTSAc8+yIRbTF5P2nYPSuLhK3w= | C:\Temp\vw\test data\ppmd_templates_DNSC5.rvt | -
ppmd_templates_DNSC5.rvt | DNSC5 - MECHANICAL DESIGN | FALSE | Notes | Mech_Notes | TRUE | a32df790-0ab9-4c4a-b19c-511c2eef6d56 | Sd1beOAbCsqem/hwzWTSAc8+yIRbTF5P2nYPSuLhK3w= | C:\Temp\vw\test data\ppmd_templates_DNSC5.rvt | -
ppmd_templates_DNSC5.rvt | DNSC5 - MEDICAL GAS DESIGN | FALSE | MCA | MedGas_MCA | TRUE | 3b23ea7f-b9f1-4749-8a2b-eb6a4fab4cdc | Sd1beOAbCsqem/hwzWTSAc8+yIRbTF5P2nYPSuLhK3w= | C:\Temp\vw\test data\ppmd_templates_DNSC5.rvt | -¦-
ppmd_templates_DNSC5.rvt | DNSC5 - MEDICAL GAS DESIGN | FALSE | DCA | MedGas_DCA | TRUE | 20dc9c73-7465-4e8a-8300-4a8b5a46a91c | Sd1beOAbCsqem/hwzWTSAc8+yIRbTF5P2nYPSuLhK3w= | C:\Temp\vw\test data\ppmd_templates_DNSC5.rvt | 1¦1
ppmd_templates_DNSC5.rvt | DNSC5 - MEDICAL GAS DESIGN | FALSE | LA | MedGas_LA | TRUE | 99801083-d820-4c5f-ad07-ab168e1bbda0 | Sd1beOAbCsqem/hwzWTSAc8+yIRbTF5P2nYPSuLhK3w= | C:\Temp\vw\test data\ppmd_templates_DNSC5.rvt | -¦-
ppmd_templates_DNSC5.rvt | DNSC5 - MEDICAL GAS DESIGN | FALSE | PA | MedGas_PA | TRUE | 55793ba6-1647-428e-86f6-5ce4153c7f2e | Sd1beOAbCsqem/hwzWTSAc8+yIRbTF5P2nYPSuLhK3w= | C:\Temp\vw\test data\ppmd_templates_DNSC5.rvt | -¦-
ppmd_templates_DNSC5.rvt | DNSC5 - MEDICAL GAS DESIGN | FALSE | MV | MedGas_MV | TRUE | 0a0bec6d-9172-4a2c-9fb3-7616a08f677a | Sd1beOAbCsqem/hwzWTSAc8+yIRbTF5P2nYPSuLhK3w= | C:\Temp\vw\test data\ppmd_templates_DNSC5.rvt | -¦-
ppmd_templates_DNSC5.rvt | DNSC5 - MEDICAL GAS DESIGN | FALSE | DHV | MedGas_DHV | TRUE | 79779898-9917-494b-a027-0013b44e14f1 | Sd1beOAbCsqem/hwzWTSAc8+yIRbTF5P2nYPSuLhK3w= | C:\Temp\vw\test data\ppmd_templates_DNSC5.rvt | -¦-
ppmd_templates_DNSC5.rvt | DNSC5 - MEDICAL GAS DESIGN | FALSE | DLV | MedGas_DLV | TRUE | bcdcef93-2e56-440a-a8f7-e9973eadba59 | Sd1beOAbCsqem/hwzWTSAc8+yIRbTF5P2nYPSuLhK3w= | C:\Temp\vw\test data\ppmd_templates_DNSC5.rvt | 1¦-
ppmd_templates_DNSC5.rvt | DNSC5 - MEDICAL GAS DESIGN | FALSE | LDE | MedGas_LDE | TRUE | cc6496eb-fa04-4455-81d4-1dfb1e6aaa52 | Sd1beOAbCsqem/hwzWTSAc8+yIRbTF5P2nYPSuLhK3w= | C:\Temp\vw\test data\ppmd_templates_DNSC5.rvt | -¦-
ppmd_templates_DNSC5.rvt | DNSC5 - MEDICAL GAS DESIGN | FALSE | OX | MedGas_OX | TRUE | 59f6c2e0-639e-4476-adf0-a5c19b1199db | Sd1beOAbCsqem/hwzWTSAc8+yIRbTF5P2nYPSuLhK3w= | C:\Temp\vw\test data\ppmd_templates_DNSC5.rvt | -¦-
ppmd_templates_DNSC5.rvt | DNSC5 - MEDICAL GAS DESIGN | FALSE | NO | MedGas_NO | TRUE | 1f31b342-99ad-494b-90ce-f27b8fc04b75 | Sd1beOAbCsqem/hwzWTSAc8+yIRbTF5P2nYPSuLhK3w= | C:\Temp\vw\test data\ppmd_templates_DNSC5.rvt | -¦-
ppmd_templates_DNSC5.rvt | DNSC5 - MEDICAL GAS DESIGN | FALSE | NI | MedGas_NI | TRUE | ea24567d-1f4e-45f9-907f-a79ef8b323b1 | Sd1beOAbCsqem/hwzWTSAc8+yIRbTF5P2nYPSuLhK3w= | C:\Temp\vw\test data\ppmd_templates_DNSC5.rvt | -¦-
ppmd_templates_DNSC5.rvt | DNSC5 - MEDICAL GAS DESIGN | FALSE | WAGD | MedGas_WAGD | TRUE | 1aa3572e-5073-44b4-acb3-ff8739230b69 | Sd1beOAbCsqem/hwzWTSAc8+yIRbTF5P2nYPSuLhK3w= | C:\Temp\vw\test data\ppmd_templates_DNSC5.rvt | -¦-
ppmd_templates_DNSC5.rvt | DNSC5 - MEDICAL GAS DESIGN | FALSE | Notes1 | MedGas_Notes | TRUE | 69d1283f-21ef-46f3-9ebb-e36d00ef4da3 | Sd1beOAbCsqem/hwzWTSAc8+yIRbTF5P2nYPSuLhK3w= | C:\Temp\vw\test data\ppmd_templates_DNSC5.rvt | B¦B
ppmd_templates_DNSC5.rvt | DNSC5 - MEDICAL GAS DESIGN | FALSE | Notes2 | MedGas_Notes2 | TRUE | 867f4341-094b-4cc7-b128-8c28392e09cd | Sd1beOAbCsqem/hwzWTSAc8+yIRbTF5P2nYPSuLhK3w= | C:\Temp\vw\test data\ppmd_templates_DNSC5.rvt
ppmd_templates_DNSC5.rvt | DNSC5 - STRUCTURAL DESIGN | FALSE | Structural Load¦psf | Str_FloorLoad_psf | TRUE | 654b90c9-d71e-4bcd-9f27-a1532becca95 | Sd1beOAbCsqem/hwzWTSAc8+yIRbTF5P2nYPSuLhK3w= | C:\Temp\vw\test data\ppmd_templates_DNSC5.rvt | 60¦60
ppmd_templates_DNSC5.rvt | DNSC5 - STRUCTURAL DESIGN | FALSE | Structural Load¦kPA | Str_FloorLoad_kPA | FALSE |  | Sd1beOAbCsqem/hwzWTSAc8+yIRbTF5P2nYPSuLhK3w= | C:\Temp\vw\test data\ppmd_templates_DNSC5.rvt | 3¦3
ppmd_templates_DNSC5.rvt | DNSC5 - STRUCTURAL DESIGN | FALSE | Notes | Str_Notes | TRUE | 509b36e6-cf53-4158-b357-61e3cedd6faa | Sd1beOAbCsqem/hwzWTSAc8+yIRbTF5P2nYPSuLhK3w= | C:\Temp\vw\test data\ppmd_templates_DNSC5.rvt
ppmd_templates_DNSC6.rvt | DNSC6 - DATA/TELEPHONE EQUIPMENT | FALSE | JSN | JSN | TRUE | 8632cd76-2ab9-457d-8db7-39197de446a2 | njndhsMjT/NaH0w3SF1jthYaqTx4TQ+BhKOJuQG1fIQ= | C:\Temp\vw\test data\ppmd_templates_DNSC6.rvt
ppmd_templates_DNSC6.rvt | DNSC6 - DATA/TELEPHONE EQUIPMENT | FALSE | Nomenclature | Nomenclature | TRUE | f004b755-1952-4a21-a1c1-98f41ef6a86c | njndhsMjT/NaH0w3SF1jthYaqTx4TQ+BhKOJuQG1fIQ= | C:\Temp\vw\test data\ppmd_templates_DNSC6.rvt
ppmd_templates_DNSC6.rvt | DNSC6 - DATA/TELEPHONE EQUIPMENT | FALSE | Qty | Count | FALSE |  | njndhsMjT/NaH0w3SF1jthYaqTx4TQ+BhKOJuQG1fIQ= | C:\Temp\vw\test data\ppmd_templates_DNSC6.rvt
ppmd_templates_DNSC6.rvt | DNSC6 - DATA/TELEPHONE EQUIPMENT | FALSE | Logistics¦AR | CAT_Army | TRUE | fa0e0053-bcc4-42e8-881f-6a4690f994c9 | njndhsMjT/NaH0w3SF1jthYaqTx4TQ+BhKOJuQG1fIQ= | C:\Temp\vw\test data\ppmd_templates_DNSC6.rvt
ppmd_templates_DNSC6.rvt | DNSC6 - DATA/TELEPHONE EQUIPMENT | FALSE | Logistics¦NA | CAT_Navy | TRUE | 183e77a6-b75d-41a5-8f81-f6abfee236ec | njndhsMjT/NaH0w3SF1jthYaqTx4TQ+BhKOJuQG1fIQ= | C:\Temp\vw\test data\ppmd_templates_DNSC6.rvt
ppmd_templates_DNSC6.rvt | DNSC6 - DATA/TELEPHONE EQUIPMENT | FALSE | Logistics¦AF | CAT_AF | TRUE | 053816d3-2f83-4e72-9b30-0a25ff75573f | njndhsMjT/NaH0w3SF1jthYaqTx4TQ+BhKOJuQG1fIQ= | C:\Temp\vw\test data\ppmd_templates_DNSC6.rvt
ppmd_templates_DNSC6.rvt | DNSC6 - DATA/TELEPHONE EQUIPMENT | FALSE | Logistics¦VA | CAT_VA | TRUE | abab06e0-bc20-4958-a9a7-acf73c376614 | njndhsMjT/NaH0w3SF1jthYaqTx4TQ+BhKOJuQG1fIQ= | C:\Temp\vw\test data\ppmd_templates_DNSC6.rvt
ppmd_templates_DNSC6.rvt | DNSC6 - DOOR SCHEDULE | FALSE | Mark | Construction Type | FALSE |  | njndhsMjT/NaH0w3SF1jthYaqTx4TQ+BhKOJuQG1fIQ= | C:\Temp\vw\test data\ppmd_templates_DNSC6.rvt | A
ppmd_templates_DNSC6.rvt | DNSC6 - DOOR SCHEDULE | FALSE | Type | Family | FALSE |  | njndhsMjT/NaH0w3SF1jthYaqTx4TQ+BhKOJuQG1fIQ= | C:\Temp\vw\test data\ppmd_templates_DNSC6.rvt | Single-Flush
ppmd_templates_DNSC6.rvt | DNSC6 - DOOR SCHEDULE | FALSE | Count | Count | FALSE |  | njndhsMjT/NaH0w3SF1jthYaqTx4TQ+BhKOJuQG1fIQ= | C:\Temp\vw\test data\ppmd_templates_DNSC6.rvt | 1
ppmd_templates_DNSC6.rvt | DNSC6 - DOOR SCHEDULE | FALSE | Height¦ft - in | Height | FALSE |  | njndhsMjT/NaH0w3SF1jthYaqTx4TQ+BhKOJuQG1fIQ= | C:\Temp\vw\test data\ppmd_templates_DNSC6.rvt | 7' - 0"
ppmd_templates_DNSC6.rvt | DNSC6 - DOOR SCHEDULE | FALSE | Width¦ft - in | Width | FALSE |  | njndhsMjT/NaH0w3SF1jthYaqTx4TQ+BhKOJuQG1fIQ= | C:\Temp\vw\test data\ppmd_templates_DNSC6.rvt | 3' - 0"
ppmd_templates_DNSC6.rvt | DNSC6 - DOOR SCHEDULE | FALSE | Notes | Type Comments | FALSE |  | njndhsMjT/NaH0w3SF1jthYaqTx4TQ+BhKOJuQG1fIQ= | C:\Temp\vw\test data\ppmd_templates_DNSC6.rvt
ppmd_templates_DNSC6.rvt | DNSC6 - ELECTRICAL DESIGN | FALSE | Lighting¦LUX1 | Light_Level_LUX | TRUE | fc853981-f613-4f05-81bd-e48fb947424b | njndhsMjT/NaH0w3SF1jthYaqTx4TQ+BhKOJuQG1fIQ= | C:\Temp\vw\test data\ppmd_templates_DNSC6.rvt | 700
ppmd_templates_DNSC6.rvt | DNSC6 - ELECTRICAL DESIGN | FALSE | Lighting¦Footcandles1 | Light_Level_FC | FALSE |  | njndhsMjT/NaH0w3SF1jthYaqTx4TQ+BhKOJuQG1fIQ= | C:\Temp\vw\test data\ppmd_templates_DNSC6.rvt | 65
ppmd_templates_DNSC6.rvt | DNSC6 - ELECTRICAL DESIGN | FALSE | Lighting¦LUX2 | Light_Level_LUX2 | TRUE | 172f1cff-58cc-41cd-b888-0e7a81d2bf40 | njndhsMjT/NaH0w3SF1jthYaqTx4TQ+BhKOJuQG1fIQ= | C:\Temp\vw\test data\ppmd_templates_DNSC6.rvt
ppmd_templates_DNSC6.rvt | DNSC6 - ELECTRICAL DESIGN | FALSE | Lighting¦Footcandles2 | Light_Level_FC2 | FALSE |  | njndhsMjT/NaH0w3SF1jthYaqTx4TQ+BhKOJuQG1fIQ= | C:\Temp\vw\test data\ppmd_templates_DNSC6.rvt
ppmd_templates_DNSC6.rvt | DNSC6 - ELECTRICAL DESIGN | FALSE | Lighting¦Notes | Light_Notes | TRUE | a36245ac-ea57-45c2-bac5-bed4d04a4f78 | njndhsMjT/NaH0w3SF1jthYaqTx4TQ+BhKOJuQG1fIQ= | C:\Temp\vw\test data\ppmd_templates_DNSC6.rvt
ppmd_templates_DNSC6.rvt | DNSC6 - ELECTRICAL DESIGN | FALSE | Lighting¦Notes2 | Light_Notes2 | TRUE | 6d0b4891-ce4c-45f8-9560-387866098a10 | njndhsMjT/NaH0w3SF1jthYaqTx4TQ+BhKOJuQG1fIQ= | C:\Temp\vw\test data\ppmd_templates_DNSC6.rvt
ppmd_templates_DNSC6.rvt | DNSC6 - ELECTRICAL DESIGN | FALSE | Essential Power¦% Power | ES_Power% | TRUE | 7cbfe71a-865f-4cf4-b400-c67e3939439b | njndhsMjT/NaH0w3SF1jthYaqTx4TQ+BhKOJuQG1fIQ= | C:\Temp\vw\test data\ppmd_templates_DNSC6.rvt
ppmd_templates_DNSC6.rvt | DNSC6 - ELECTRICAL DESIGN | FALSE | Essential Power¦% Light | ES_Light% | TRUE | af00a8bb-40cb-434a-a7e5-b4140f3c844f | njndhsMjT/NaH0w3SF1jthYaqTx4TQ+BhKOJuQG1fIQ= | C:\Temp\vw\test data\ppmd_templates_DNSC6.rvt
ppmd_templates_DNSC6.rvt | DNSC6 - ELECTRICAL DESIGN | FALSE | Essential Power¦Notes | ES_Notes | TRUE | 0c3ae867-1060-40b5-bb68-261d16a167a0 | njndhsMjT/NaH0w3SF1jthYaqTx4TQ+BhKOJuQG1fIQ= | C:\Temp\vw\test data\ppmd_templates_DNSC6.rvt | U
ppmd_templates_DNSC6.rvt | DNSC6 - EQUIPMENT SCHEDULE | TRUE | JSN | JSN | TRUE | 8632cd76-2ab9-457d-8db7-39197de446a2 | njndhsMjT/NaH0w3SF1jthYaqTx4TQ+BhKOJuQG1fIQ= | C:\Temp\vw\test data\ppmd_templates_DNSC6.rvt | A5077¦A5145¦C0001
ppmd_templates_DNSC6.rvt | DNSC6 - EQUIPMENT SCHEDULE | TRUE | Nomenclature | Nomenclature | TRUE | f004b755-1952-4a21-a1c1-98f41ef6a86c | njndhsMjT/NaH0w3SF1jthYaqTx4TQ+BhKOJuQG1fIQ= | C:\Temp\vw\test data\ppmd_templates_DNSC6.rvt | Dispenser, Hand Sanitzer, Hands free¦Hook, Garment, Double, SS, Surface Mounted¦Cabinet, Floor Standing, 2 GDO, ST, 60x36x16
ppmd_templates_DNSC6.rvt | DNSC6 - EQUIPMENT SCHEDULE | TRUE | Qty | Count | FALSE |  | njndhsMjT/NaH0w3SF1jthYaqTx4TQ+BhKOJuQG1fIQ= | C:\Temp\vw\test data\ppmd_templates_DNSC6.rvt | 1¦1¦5
ppmd_templates_DNSC6.rvt | DNSC6 - EQUIPMENT SCHEDULE | TRUE | LF | CustomLength | TRUE | f338df87-67c7-40c3-b0e8-6ebb5a3fe5b8 | njndhsMjT/NaH0w3SF1jthYaqTx4TQ+BhKOJuQG1fIQ= | C:\Temp\vw\test data\ppmd_templates_DNSC6.rvt
ppmd_templates_DNSC6.rvt | DNSC6 - EQUIPMENT SCHEDULE | TRUE | Logistics¦AR | CAT_Army | TRUE | fa0e0053-bcc4-42e8-881f-6a4690f994c9 | njndhsMjT/NaH0w3SF1jthYaqTx4TQ+BhKOJuQG1fIQ= | C:\Temp\vw\test data\ppmd_templates_DNSC6.rvt | C¦A¦A
ppmd_templates_DNSC6.rvt | DNSC6 - EQUIPMENT SCHEDULE | TRUE | Logistics¦NA | CAT_Navy | TRUE | 183e77a6-b75d-41a5-8f81-f6abfee236ec | njndhsMjT/NaH0w3SF1jthYaqTx4TQ+BhKOJuQG1fIQ= | C:\Temp\vw\test data\ppmd_templates_DNSC6.rvt | C¦A¦A
ppmd_templates_DNSC6.rvt | DNSC6 - EQUIPMENT SCHEDULE | TRUE | Logistics¦AF | CAT_AF | TRUE | 053816d3-2f83-4e72-9b30-0a25ff75573f | njndhsMjT/NaH0w3SF1jthYaqTx4TQ+BhKOJuQG1fIQ= | C:\Temp\vw\test data\ppmd_templates_DNSC6.rvt | C¦A¦A
ppmd_templates_DNSC6.rvt | DNSC6 - EQUIPMENT SCHEDULE | TRUE | Logistics¦VA | CAT_VA | TRUE | abab06e0-bc20-4958-a9a7-acf73c376614 | njndhsMjT/NaH0w3SF1jthYaqTx4TQ+BhKOJuQG1fIQ= | C:\Temp\vw\test data\ppmd_templates_DNSC6.rvt | C¦A¦A
ppmd_templates_DNSC6.rvt | DNSC6 - EQUIPMENT SCHEDULE | TRUE | Utilities¦1 | UTIL_1_WaterDrain | TRUE | 594b780e-c62e-473b-9f66-4d3db2fa1b7f | njndhsMjT/NaH0w3SF1jthYaqTx4TQ+BhKOJuQG1fIQ= | C:\Temp\vw\test data\ppmd_templates_DNSC6.rvt | -¦-¦-
ppmd_templates_DNSC6.rvt | DNSC6 - EQUIPMENT SCHEDULE | TRUE | Utilities¦2 | UTIL_2_Elec | TRUE | 28082216-138e-4a2f-9824-e96dbd7e3cd0 | njndhsMjT/NaH0w3SF1jthYaqTx4TQ+BhKOJuQG1fIQ= | C:\Temp\vw\test data\ppmd_templates_DNSC6.rvt | -¦-¦-
ppmd_templates_DNSC6.rvt | DNSC6 - EQUIPMENT SCHEDULE | TRUE | Utilities¦3 | UTIL_3_MedGas | TRUE | 22af1ef2-54f0-4b6e-b40a-7064dfb8769c | njndhsMjT/NaH0w3SF1jthYaqTx4TQ+BhKOJuQG1fIQ= | C:\Temp\vw\test data\ppmd_templates_DNSC6.rvt | -¦-¦-
ppmd_templates_DNSC6.rvt | DNSC6 - EQUIPMENT SCHEDULE | TRUE | Utilities¦4 | UTIL_4_MiscGas | TRUE | 745b8c3e-fd4a-4430-994a-d25826e1e484 | njndhsMjT/NaH0w3SF1jthYaqTx4TQ+BhKOJuQG1fIQ= | C:\Temp\vw\test data\ppmd_templates_DNSC6.rvt | -¦-¦-
ppmd_templates_DNSC6.rvt | DNSC6 - EQUIPMENT SCHEDULE | TRUE | Utilities¦5 | UTIL_5_NonMedGas | TRUE | 323edf97-d058-44ef-a0fb-1836c80554d8 | njndhsMjT/NaH0w3SF1jthYaqTx4TQ+BhKOJuQG1fIQ= | C:\Temp\vw\test data\ppmd_templates_DNSC6.rvt | -¦-¦-
ppmd_templates_DNSC6.rvt | DNSC6 - EQUIPMENT SCHEDULE | TRUE | Utilities¦6 | UTIL_6_Misc | TRUE | 38083e2d-8ba3-4868-9752-742b7a4a9586 | njndhsMjT/NaH0w3SF1jthYaqTx4TQ+BhKOJuQG1fIQ= | C:\Temp\vw\test data\ppmd_templates_DNSC6.rvt | -¦-¦-
ppmd_templates_DNSC6.rvt | DNSC6 - INTERIOR DESIGN | FALSE | Floor Finish¦Preferred | Floor Finish | FALSE |  | njndhsMjT/NaH0w3SF1jthYaqTx4TQ+BhKOJuQG1fIQ= | C:\Temp\vw\test data\ppmd_templates_DNSC6.rvt
ppmd_templates_DNSC6.rvt | DNSC6 - INTERIOR DESIGN | FALSE | Floor Finish¦Alternate | Floor Finish2 | TRUE | 4030719d-a272-441a-8bfa-d5eb510a1687 | njndhsMjT/NaH0w3SF1jthYaqTx4TQ+BhKOJuQG1fIQ= | C:\Temp\vw\test data\ppmd_templates_DNSC6.rvt | ET
ppmd_templates_DNSC6.rvt | DNSC6 - INTERIOR DESIGN | FALSE | Wall Finish¦Preferred | Wall Finish | FALSE |  | njndhsMjT/NaH0w3SF1jthYaqTx4TQ+BhKOJuQG1fIQ= | C:\Temp\vw\test data\ppmd_templates_DNSC6.rvt | GLG
ppmd_templates_DNSC6.rvt | DNSC6 - INTERIOR DESIGN | FALSE | Wall Finish¦Alternate | Wall Finish2 | TRUE | 5a49d499-57b3-4e1f-afc0-4c041c862be1 | njndhsMjT/NaH0w3SF1jthYaqTx4TQ+BhKOJuQG1fIQ= | C:\Temp\vw\test data\ppmd_templates_DNSC6.rvt | -
ppmd_templates_DNSC6.rvt | DNSC6 - INTERIOR DESIGN | FALSE | Ceiling Finish¦Preferred | Ceiling Finish | FALSE |  | njndhsMjT/NaH0w3SF1jthYaqTx4TQ+BhKOJuQG1fIQ= | C:\Temp\vw\test data\ppmd_templates_DNSC6.rvt | AT2
ppmd_templates_DNSC6.rvt | DNSC6 - INTERIOR DESIGN | FALSE | Ceiling Finish¦Alternate | Ceiling Finish2 | TRUE | acb31fd1-378b-4329-97b0-400ae39b5bc4 | njndhsMjT/NaH0w3SF1jthYaqTx4TQ+BhKOJuQG1fIQ= | C:\Temp\vw\test data\ppmd_templates_DNSC6.rvt | -
ppmd_templates_DNSC6.rvt | DNSC6 - INTERIOR DESIGN | FALSE | Room Height¦ft - in | Ceiling_Hgt_IP | TRUE | 9f14ca4f-2465-4385-a17c-7aa549f64c09 | njndhsMjT/NaH0w3SF1jthYaqTx4TQ+BhKOJuQG1fIQ= | C:\Temp\vw\test data\ppmd_templates_DNSC6.rvt | 8' - 6"
ppmd_templates_DNSC6.rvt | DNSC6 - INTERIOR DESIGN | FALSE | Room Noise¦Min NC | Noise_NC_MIN | TRUE | 8c49df6c-7d6b-49fd-9459-f57d0921d704 | njndhsMjT/NaH0w3SF1jthYaqTx4TQ+BhKOJuQG1fIQ= | C:\Temp\vw\test data\ppmd_templates_DNSC6.rvt | 30
ppmd_templates_DNSC6.rvt | DNSC6 - INTERIOR DESIGN | FALSE | Room Noise¦Max NC | Noise_NC_MAX | TRUE | 629b571a-1c14-443c-b8e8-1130b5edb513 | njndhsMjT/NaH0w3SF1jthYaqTx4TQ+BhKOJuQG1fIQ= | C:\Temp\vw\test data\ppmd_templates_DNSC6.rvt
ppmd_templates_DNSC6.rvt | DNSC6 - INTERIOR DESIGN | FALSE | Room Noise¦SC | Noise_SC | TRUE | 44bf9cd1-070a-432c-87d9-26a3211cfe07 | njndhsMjT/NaH0w3SF1jthYaqTx4TQ+BhKOJuQG1fIQ= | C:\Temp\vw\test data\ppmd_templates_DNSC6.rvt | 40
ppmd_templates_DNSC6.rvt | DNSC6 - MECHANICAL DESIGN | FALSE | Air Balance | Air_Balance | TRUE | 587b3cf9-4450-4d95-b8ef-0e93665dbd91 | njndhsMjT/NaH0w3SF1jthYaqTx4TQ+BhKOJuQG1fIQ= | C:\Temp\vw\test data\ppmd_templates_DNSC6.rvt | +
ppmd_templates_DNSC6.rvt | DNSC6 - MECHANICAL DESIGN | FALSE | Air Changes Total | Air_Changes_Total | TRUE | 3988d7f3-0f28-4410-866c-5bc65e1d842a | njndhsMjT/NaH0w3SF1jthYaqTx4TQ+BhKOJuQG1fIQ= | C:\Temp\vw\test data\ppmd_templates_DNSC6.rvt | 6
ppmd_templates_DNSC6.rvt | DNSC6 - MECHANICAL DESIGN | FALSE | Air Changes OA | Air_Changes_OA | TRUE | b7af949f-3b64-4f85-9391-d9f17dcaad1e | njndhsMjT/NaH0w3SF1jthYaqTx4TQ+BhKOJuQG1fIQ= | C:\Temp\vw\test data\ppmd_templates_DNSC6.rvt | 2
ppmd_templates_DNSC6.rvt | DNSC6 - MECHANICAL DESIGN | FALSE | 100% Exhaust Air | Exhaust_Air_100% | TRUE | 62b97784-583b-47d5-90a3-a90bbb961b6e | njndhsMjT/NaH0w3SF1jthYaqTx4TQ+BhKOJuQG1fIQ= | C:\Temp\vw\test data\ppmd_templates_DNSC6.rvt
ppmd_templates_DNSC6.rvt | DNSC6 - MECHANICAL DESIGN | FALSE | Summer Temp¦F | Temp_Summer_F | TRUE | 1cbf6964-bd0f-4852-b367-ef4828e2e2cc | njndhsMjT/NaH0w3SF1jthYaqTx4TQ+BhKOJuQG1fIQ= | C:\Temp\vw\test data\ppmd_templates_DNSC6.rvt
ppmd_templates_DNSC6.rvt | DNSC6 - MECHANICAL DESIGN | FALSE | Summer Temp¦C | Temp_Summer_C | FALSE |  | njndhsMjT/NaH0w3SF1jthYaqTx4TQ+BhKOJuQG1fIQ= | C:\Temp\vw\test data\ppmd_templates_DNSC6.rvt
ppmd_templates_DNSC6.rvt | DNSC6 - MECHANICAL DESIGN | FALSE | Summer Temp¦Note | Temp_Summer_Note | TRUE | 6248fa3c-bb43-4e1c-91bb-60e102e573b7 | njndhsMjT/NaH0w3SF1jthYaqTx4TQ+BhKOJuQG1fIQ= | C:\Temp\vw\test data\ppmd_templates_DNSC6.rvt
ppmd_templates_DNSC6.rvt | DNSC6 - MECHANICAL DESIGN | FALSE | Winter Temp¦F | Temp_Winter_F | TRUE | b4f9888f-41ad-47ef-a6af-145b3de732c9 | njndhsMjT/NaH0w3SF1jthYaqTx4TQ+BhKOJuQG1fIQ= | C:\Temp\vw\test data\ppmd_templates_DNSC6.rvt | 68
ppmd_templates_DNSC6.rvt | DNSC6 - MECHANICAL DESIGN | FALSE | Winter Temp¦C | Temp_Winter_C | FALSE |  | njndhsMjT/NaH0w3SF1jthYaqTx4TQ+BhKOJuQG1fIQ= | C:\Temp\vw\test data\ppmd_templates_DNSC6.rvt | 20
ppmd_templates_DNSC6.rvt | DNSC6 - MECHANICAL DESIGN | FALSE | Winter Temp¦Note | Temp_Winter_Note | TRUE | aacd83fc-f530-464e-b089-01667d3c52cd | njndhsMjT/NaH0w3SF1jthYaqTx4TQ+BhKOJuQG1fIQ= | C:\Temp\vw\test data\ppmd_templates_DNSC6.rvt
ppmd_templates_DNSC6.rvt | DNSC6 - MECHANICAL DESIGN | FALSE | Max Relative Humidity | Relative_Humidity | TRUE | 36ead6c1-4384-4a65-8654-06a60aef94cb | njndhsMjT/NaH0w3SF1jthYaqTx4TQ+BhKOJuQG1fIQ= | C:\Temp\vw\test data\ppmd_templates_DNSC6.rvt
ppmd_templates_DNSC6.rvt | DNSC6 - MECHANICAL DESIGN | FALSE | Filtration¦Interm % | Filtration_Inter_% | TRUE | 4f03ad65-f905-419e-a0cf-8f58fe921fbc | njndhsMjT/NaH0w3SF1jthYaqTx4TQ+BhKOJuQG1fIQ= | C:\Temp\vw\test data\ppmd_templates_DNSC6.rvt
ppmd_templates_DNSC6.rvt | DNSC6 - MECHANICAL DESIGN | FALSE | Filtration¦Final % | Filtration_Final_% | TRUE | cc736e5f-46f5-476a-8d0a-ceb32d8d4e5a | njndhsMjT/NaH0w3SF1jthYaqTx4TQ+BhKOJuQG1fIQ= | C:\Temp\vw\test data\ppmd_templates_DNSC6.rvt
ppmd_templates_DNSC6.rvt | DNSC6 - MECHANICAL DESIGN | FALSE | Notes | Mech_Notes | TRUE | a32df790-0ab9-4c4a-b19c-511c2eef6d56 | njndhsMjT/NaH0w3SF1jthYaqTx4TQ+BhKOJuQG1fIQ= | C:\Temp\vw\test data\ppmd_templates_DNSC6.rvt
ppmd_templates_DNSC6.rvt | DNSC6 - MEDICAL GAS DESIGN | FALSE | MCA | MedGas_MCA | TRUE | 3b23ea7f-b9f1-4749-8a2b-eb6a4fab4cdc | njndhsMjT/NaH0w3SF1jthYaqTx4TQ+BhKOJuQG1fIQ= | C:\Temp\vw\test data\ppmd_templates_DNSC6.rvt | -
ppmd_templates_DNSC6.rvt | DNSC6 - MEDICAL GAS DESIGN | FALSE | DCA | MedGas_DCA | TRUE | 20dc9c73-7465-4e8a-8300-4a8b5a46a91c | njndhsMjT/NaH0w3SF1jthYaqTx4TQ+BhKOJuQG1fIQ= | C:\Temp\vw\test data\ppmd_templates_DNSC6.rvt | 1
ppmd_templates_DNSC6.rvt | DNSC6 - MEDICAL GAS DESIGN | FALSE | LA | MedGas_LA | TRUE | 99801083-d820-4c5f-ad07-ab168e1bbda0 | njndhsMjT/NaH0w3SF1jthYaqTx4TQ+BhKOJuQG1fIQ= | C:\Temp\vw\test data\ppmd_templates_DNSC6.rvt | -
ppmd_templates_DNSC6.rvt | DNSC6 - MEDICAL GAS DESIGN | FALSE | PA | MedGas_PA | TRUE | 55793ba6-1647-428e-86f6-5ce4153c7f2e | njndhsMjT/NaH0w3SF1jthYaqTx4TQ+BhKOJuQG1fIQ= | C:\Temp\vw\test data\ppmd_templates_DNSC6.rvt | -
ppmd_templates_DNSC6.rvt | DNSC6 - MEDICAL GAS DESIGN | FALSE | MV | MedGas_MV | TRUE | 0a0bec6d-9172-4a2c-9fb3-7616a08f677a | njndhsMjT/NaH0w3SF1jthYaqTx4TQ+BhKOJuQG1fIQ= | C:\Temp\vw\test data\ppmd_templates_DNSC6.rvt | -
ppmd_templates_DNSC6.rvt | DNSC6 - MEDICAL GAS DESIGN | FALSE | DHV | MedGas_DHV | TRUE | 79779898-9917-494b-a027-0013b44e14f1 | njndhsMjT/NaH0w3SF1jthYaqTx4TQ+BhKOJuQG1fIQ= | C:\Temp\vw\test data\ppmd_templates_DNSC6.rvt | -
ppmd_templates_DNSC6.rvt | DNSC6 - MEDICAL GAS DESIGN | FALSE | DLV | MedGas_DLV | TRUE | bcdcef93-2e56-440a-a8f7-e9973eadba59 | njndhsMjT/NaH0w3SF1jthYaqTx4TQ+BhKOJuQG1fIQ= | C:\Temp\vw\test data\ppmd_templates_DNSC6.rvt
ppmd_templates_DNSC6.rvt | DNSC6 - MEDICAL GAS DESIGN | FALSE | LDE | MedGas_LDE | TRUE | cc6496eb-fa04-4455-81d4-1dfb1e6aaa52 | njndhsMjT/NaH0w3SF1jthYaqTx4TQ+BhKOJuQG1fIQ= | C:\Temp\vw\test data\ppmd_templates_DNSC6.rvt | -
ppmd_templates_DNSC6.rvt | DNSC6 - MEDICAL GAS DESIGN | FALSE | OX | MedGas_OX | TRUE | 59f6c2e0-639e-4476-adf0-a5c19b1199db | njndhsMjT/NaH0w3SF1jthYaqTx4TQ+BhKOJuQG1fIQ= | C:\Temp\vw\test data\ppmd_templates_DNSC6.rvt | -
ppmd_templates_DNSC6.rvt | DNSC6 - MEDICAL GAS DESIGN | FALSE | NO | MedGas_NO | TRUE | 1f31b342-99ad-494b-90ce-f27b8fc04b75 | njndhsMjT/NaH0w3SF1jthYaqTx4TQ+BhKOJuQG1fIQ= | C:\Temp\vw\test data\ppmd_templates_DNSC6.rvt | -
ppmd_templates_DNSC6.rvt | DNSC6 - MEDICAL GAS DESIGN | FALSE | NI | MedGas_NI | TRUE | ea24567d-1f4e-45f9-907f-a79ef8b323b1 | njndhsMjT/NaH0w3SF1jthYaqTx4TQ+BhKOJuQG1fIQ= | C:\Temp\vw\test data\ppmd_templates_DNSC6.rvt | -
ppmd_templates_DNSC6.rvt | DNSC6 - MEDICAL GAS DESIGN | FALSE | WAGD | MedGas_WAGD | TRUE | 1aa3572e-5073-44b4-acb3-ff8739230b69 | njndhsMjT/NaH0w3SF1jthYaqTx4TQ+BhKOJuQG1fIQ= | C:\Temp\vw\test data\ppmd_templates_DNSC6.rvt | -
ppmd_templates_DNSC6.rvt | DNSC6 - MEDICAL GAS DESIGN | FALSE | Notes1 | MedGas_Notes | TRUE | 69d1283f-21ef-46f3-9ebb-e36d00ef4da3 | njndhsMjT/NaH0w3SF1jthYaqTx4TQ+BhKOJuQG1fIQ= | C:\Temp\vw\test data\ppmd_templates_DNSC6.rvt | B
ppmd_templates_DNSC6.rvt | DNSC6 - MEDICAL GAS DESIGN | FALSE | Notes2 | MedGas_Notes2 | TRUE | 867f4341-094b-4cc7-b128-8c28392e09cd | njndhsMjT/NaH0w3SF1jthYaqTx4TQ+BhKOJuQG1fIQ= | C:\Temp\vw\test data\ppmd_templates_DNSC6.rvt
ppmd_templates_DNSC6.rvt | DNSC6 - STRUCTURAL DESIGN | FALSE | Structural Load¦psf | Str_FloorLoad_psf | TRUE | 654b90c9-d71e-4bcd-9f27-a1532becca95 | njndhsMjT/NaH0w3SF1jthYaqTx4TQ+BhKOJuQG1fIQ= | C:\Temp\vw\test data\ppmd_templates_DNSC6.rvt | 60
ppmd_templates_DNSC6.rvt | DNSC6 - STRUCTURAL DESIGN | FALSE | Structural Load¦kPA | Str_FloorLoad_kPA | FALSE |  | njndhsMjT/NaH0w3SF1jthYaqTx4TQ+BhKOJuQG1fIQ= | C:\Temp\vw\test data\ppmd_templates_DNSC6.rvt | 3
ppmd_templates_DNSC6.rvt | DNSC6 - STRUCTURAL DESIGN | FALSE | Notes | Str_Notes | TRUE | 509b36e6-cf53-4158-b357-61e3cedd6faa | njndhsMjT/NaH0w3SF1jthYaqTx4TQ+BhKOJuQG1fIQ= | C:\Temp\vw\test data\ppmd_templates_DNSC6.rvt
ppmd_templates_DNTG1.rvt | DNTG1 - DATA/TELEPHONE EQUIPMENT | FALSE | JSN | JSN | TRUE | 8632cd76-2ab9-457d-8db7-39197de446a2 | tGQwlfqDU69ibSs4SfzgXzf4Dgnw+xBkMA72ybiqSg0= | C:\Temp\vw\test data\ppmd_templates_DNTG1.rvt
ppmd_templates_DNTG1.rvt | DNTG1 - DATA/TELEPHONE EQUIPMENT | FALSE | Nomenclature | Nomenclature | TRUE | f004b755-1952-4a21-a1c1-98f41ef6a86c | tGQwlfqDU69ibSs4SfzgXzf4Dgnw+xBkMA72ybiqSg0= | C:\Temp\vw\test data\ppmd_templates_DNTG1.rvt
ppmd_templates_DNTG1.rvt | DNTG1 - DATA/TELEPHONE EQUIPMENT | FALSE | Qty | Count | FALSE |  | tGQwlfqDU69ibSs4SfzgXzf4Dgnw+xBkMA72ybiqSg0= | C:\Temp\vw\test data\ppmd_templates_DNTG1.rvt
ppmd_templates_DNTG1.rvt | DNTG1 - DATA/TELEPHONE EQUIPMENT | FALSE | Logistics¦AR | CAT_Army | TRUE | fa0e0053-bcc4-42e8-881f-6a4690f994c9 | tGQwlfqDU69ibSs4SfzgXzf4Dgnw+xBkMA72ybiqSg0= | C:\Temp\vw\test data\ppmd_templates_DNTG1.rvt
ppmd_templates_DNTG1.rvt | DNTG1 - DATA/TELEPHONE EQUIPMENT | FALSE | Logistics¦NA | CAT_Navy | TRUE | 183e77a6-b75d-41a5-8f81-f6abfee236ec | tGQwlfqDU69ibSs4SfzgXzf4Dgnw+xBkMA72ybiqSg0= | C:\Temp\vw\test data\ppmd_templates_DNTG1.rvt
ppmd_templates_DNTG1.rvt | DNTG1 - DATA/TELEPHONE EQUIPMENT | FALSE | Logistics¦AF | CAT_AF | TRUE | 053816d3-2f83-4e72-9b30-0a25ff75573f | tGQwlfqDU69ibSs4SfzgXzf4Dgnw+xBkMA72ybiqSg0= | C:\Temp\vw\test data\ppmd_templates_DNTG1.rvt
ppmd_templates_DNTG1.rvt | DNTG1 - DATA/TELEPHONE EQUIPMENT | FALSE | Logistics¦VA | CAT_VA | TRUE | abab06e0-bc20-4958-a9a7-acf73c376614 | tGQwlfqDU69ibSs4SfzgXzf4Dgnw+xBkMA72ybiqSg0= | C:\Temp\vw\test data\ppmd_templates_DNTG1.rvt
ppmd_templates_DNTG1.rvt | DNTG1 - DOOR SCHEDULE | FALSE | Mark | Construction Type | FALSE |  | tGQwlfqDU69ibSs4SfzgXzf4Dgnw+xBkMA72ybiqSg0= | C:\Temp\vw\test data\ppmd_templates_DNTG1.rvt | A
ppmd_templates_DNTG1.rvt | DNTG1 - DOOR SCHEDULE | FALSE | Type | Family | FALSE |  | tGQwlfqDU69ibSs4SfzgXzf4Dgnw+xBkMA72ybiqSg0= | C:\Temp\vw\test data\ppmd_templates_DNTG1.rvt | Single-Flush
ppmd_templates_DNTG1.rvt | DNTG1 - DOOR SCHEDULE | FALSE | Count | Count | FALSE |  | tGQwlfqDU69ibSs4SfzgXzf4Dgnw+xBkMA72ybiqSg0= | C:\Temp\vw\test data\ppmd_templates_DNTG1.rvt | 1
ppmd_templates_DNTG1.rvt | DNTG1 - DOOR SCHEDULE | FALSE | Height¦ft - in | Height | FALSE |  | tGQwlfqDU69ibSs4SfzgXzf4Dgnw+xBkMA72ybiqSg0= | C:\Temp\vw\test data\ppmd_templates_DNTG1.rvt | 7' - 0"
ppmd_templates_DNTG1.rvt | DNTG1 - DOOR SCHEDULE | FALSE | Width¦ft - in | Width | FALSE |  | tGQwlfqDU69ibSs4SfzgXzf4Dgnw+xBkMA72ybiqSg0= | C:\Temp\vw\test data\ppmd_templates_DNTG1.rvt | 3' - 0"
ppmd_templates_DNTG1.rvt | DNTG1 - DOOR SCHEDULE | FALSE | Notes | Type Comments | FALSE |  | tGQwlfqDU69ibSs4SfzgXzf4Dgnw+xBkMA72ybiqSg0= | C:\Temp\vw\test data\ppmd_templates_DNTG1.rvt
ppmd_templates_DNTG1.rvt | DNTG1 - ELECTRICAL DESIGN | FALSE | Lighting¦LUX1 | Light_Level_LUX | TRUE | fc853981-f613-4f05-81bd-e48fb947424b | tGQwlfqDU69ibSs4SfzgXzf4Dgnw+xBkMA72ybiqSg0= | C:\Temp\vw\test data\ppmd_templates_DNTG1.rvt | 1600
ppmd_templates_DNTG1.rvt | DNTG1 - ELECTRICAL DESIGN | FALSE | Lighting¦Footcandles1 | Light_Level_FC | FALSE |  | tGQwlfqDU69ibSs4SfzgXzf4Dgnw+xBkMA72ybiqSg0= | C:\Temp\vw\test data\ppmd_templates_DNTG1.rvt | 149
ppmd_templates_DNTG1.rvt | DNTG1 - ELECTRICAL DESIGN | FALSE | Lighting¦LUX2 | Light_Level_LUX2 | TRUE | 172f1cff-58cc-41cd-b888-0e7a81d2bf40 | tGQwlfqDU69ibSs4SfzgXzf4Dgnw+xBkMA72ybiqSg0= | C:\Temp\vw\test data\ppmd_templates_DNTG1.rvt
ppmd_templates_DNTG1.rvt | DNTG1 - ELECTRICAL DESIGN | FALSE | Lighting¦Footcandles2 | Light_Level_FC2 | FALSE |  | tGQwlfqDU69ibSs4SfzgXzf4Dgnw+xBkMA72ybiqSg0= | C:\Temp\vw\test data\ppmd_templates_DNTG1.rvt
ppmd_templates_DNTG1.rvt | DNTG1 - ELECTRICAL DESIGN | FALSE | Lighting¦Notes | Light_Notes | TRUE | a36245ac-ea57-45c2-bac5-bed4d04a4f78 | tGQwlfqDU69ibSs4SfzgXzf4Dgnw+xBkMA72ybiqSg0= | C:\Temp\vw\test data\ppmd_templates_DNTG1.rvt | D
ppmd_templates_DNTG1.rvt | DNTG1 - ELECTRICAL DESIGN | FALSE | Lighting¦Notes2 | Light_Notes2 | TRUE | 6d0b4891-ce4c-45f8-9560-387866098a10 | tGQwlfqDU69ibSs4SfzgXzf4Dgnw+xBkMA72ybiqSg0= | C:\Temp\vw\test data\ppmd_templates_DNTG1.rvt | F
ppmd_templates_DNTG1.rvt | DNTG1 - ELECTRICAL DESIGN | FALSE | Essential Power¦% Power | ES_Power% | TRUE | 7cbfe71a-865f-4cf4-b400-c67e3939439b | tGQwlfqDU69ibSs4SfzgXzf4Dgnw+xBkMA72ybiqSg0= | C:\Temp\vw\test data\ppmd_templates_DNTG1.rvt | -
ppmd_templates_DNTG1.rvt | DNTG1 - ELECTRICAL DESIGN | FALSE | Essential Power¦% Light | ES_Light% | TRUE | af00a8bb-40cb-434a-a7e5-b4140f3c844f | tGQwlfqDU69ibSs4SfzgXzf4Dgnw+xBkMA72ybiqSg0= | C:\Temp\vw\test data\ppmd_templates_DNTG1.rvt | -
ppmd_templates_DNTG1.rvt | DNTG1 - ELECTRICAL DESIGN | FALSE | Essential Power¦Notes | ES_Notes | TRUE | 0c3ae867-1060-40b5-bb68-261d16a167a0 | tGQwlfqDU69ibSs4SfzgXzf4Dgnw+xBkMA72ybiqSg0= | C:\Temp\vw\test data\ppmd_templates_DNTG1.rvt | U
ppmd_templates_DNTG1.rvt | DNTG1 - EQUIPMENT SCHEDULE | TRUE | JSN | JSN | TRUE | 8632cd76-2ab9-457d-8db7-39197de446a2 | tGQwlfqDU69ibSs4SfzgXzf4Dgnw+xBkMA72ybiqSg0= | C:\Temp\vw\test data\ppmd_templates_DNTG1.rvt | A1066¦A5075¦A5077¦A5080¦A5108¦A5145¦D0680¦D0682¦D0685¦D0690¦D2520¦D3320¦D3380¦D3390¦D3565¦D6155¦D7090¦D8250¦D8850¦D9060¦F2010¦F3200¦M1801¦M4116¦X3150¦X6600¦X6610
ppmd_templates_DNTG1.rvt | DNTG1 - EQUIPMENT SCHEDULE | TRUE | Nomenclature | Nomenclature | TRUE | f004b755-1952-4a21-a1c1-98f41ef6a86c | tGQwlfqDU69ibSs4SfzgXzf4Dgnw+xBkMA72ybiqSg0= | C:\Temp\vw\test data\ppmd_templates_DNTG1.rvt | Mirror, Float Glass, With SS Frame¦Dispenser, Soap, Disposable¦Dispenser, Hand Sanitzer, Hands free¦Dispenser, Paper Towel, SS, Surface Mounted¦Waste Disposal Unit, Sharps¦Hook, Garment, Double, SS, Surface Mounted¦Console, Accessory/Side, Dental Operatory¦Cabinet, Dispensing, Dental Operatory, Wall MNTD¦Cabinet, Storage, Dental Operatory, Wall MNTD¦Cabinet, Dental, X-Ray Storage, Wall/Cab MNTD¦Cabinet, Mobile, Storage/Assistant, Dental¦Chair, Operating, Dental¦Stool, Operating, Dental, Doctor¦Stool, Operating, Dental, Assistant¦Resin Curing Unit, Visible Light¦Light, Dental, Operating, Ceiling, Column¦Utility Center, Dental, Wall or Floor Mounted¦Delivery System, Dental Operating¦Amalgamator, Dental¦Prophylaxis Unit, Ultrasonic¦Basket, Wastepaper, Step-On¦Clock, Battery, 12" Diameter¦Computer, Microprocessing, w/Flat Panel Monitor¦Monitor, Vital Signs¦Rack, Apron/Gloves, Wall Mounted¦Radiographic Unit, Dental, Wall Mounted, 7 mA¦Sensor, Dental Imaging System
ppmd_templates_DNTG1.rvt | DNTG1 - EQUIPMENT SCHEDULE | TRUE | Qty | Count | FALSE |  | tGQwlfqDU69ibSs4SfzgXzf4Dgnw+xBkMA72ybiqSg0= | C:\Temp\vw\test data\ppmd_templates_DNTG1.rvt | 1¦2¦1¦2¦1¦2¦2¦1¦1¦1¦1¦1¦1¦1¦1¦1¦1¦1¦1¦1¦2¦1¦1¦1¦1¦1¦2
ppmd_templates_DNTG1.rvt | DNTG1 - EQUIPMENT SCHEDULE | TRUE | LF | CustomLength | TRUE | f338df87-67c7-40c3-b0e8-6ebb5a3fe5b8 | tGQwlfqDU69ibSs4SfzgXzf4Dgnw+xBkMA72ybiqSg0= | C:\Temp\vw\test data\ppmd_templates_DNTG1.rvt
ppmd_templates_DNTG1.rvt | DNTG1 - EQUIPMENT SCHEDULE | TRUE | Logistics¦AR | CAT_Army | TRUE | fa0e0053-bcc4-42e8-881f-6a4690f994c9 | tGQwlfqDU69ibSs4SfzgXzf4Dgnw+xBkMA72ybiqSg0= | C:\Temp\vw\test data\ppmd_templates_DNTG1.rvt | A¦C¦C¦A¦C¦A¦A¦A¦A¦A¦C¦C¦C¦C¦C¦A¦A¦C¦C¦C¦C¦C¦C¦C¦A¦F¦C
ppmd_templates_DNTG1.rvt | DNTG1 - EQUIPMENT SCHEDULE | TRUE | Logistics¦NA | CAT_Navy | TRUE | 183e77a6-b75d-41a5-8f81-f6abfee236ec | tGQwlfqDU69ibSs4SfzgXzf4Dgnw+xBkMA72ybiqSg0= | C:\Temp\vw\test data\ppmd_templates_DNTG1.rvt | A¦C¦C¦A¦C¦A¦A¦A¦A¦A¦C¦C¦C¦C¦C¦A¦B¦C¦C¦C¦C¦C¦C¦C¦A¦F¦C
ppmd_templates_DNTG1.rvt | DNTG1 - EQUIPMENT SCHEDULE | TRUE | Logistics¦AF | CAT_AF | TRUE | 053816d3-2f83-4e72-9b30-0a25ff75573f | tGQwlfqDU69ibSs4SfzgXzf4Dgnw+xBkMA72ybiqSg0= | C:\Temp\vw\test data\ppmd_templates_DNTG1.rvt | A¦C¦C¦A¦C¦A¦A¦A¦A¦A¦C¦C¦C¦C¦C¦A¦B¦C¦C¦C¦C¦C¦C¦C¦A¦F¦C
ppmd_templates_DNTG1.rvt | DNTG1 - EQUIPMENT SCHEDULE | TRUE | Logistics¦VA | CAT_VA | TRUE | abab06e0-bc20-4958-a9a7-acf73c376614 | tGQwlfqDU69ibSs4SfzgXzf4Dgnw+xBkMA72ybiqSg0= | C:\Temp\vw\test data\ppmd_templates_DNTG1.rvt | A¦C¦C¦A¦C¦A¦A¦A¦A¦A¦C¦C¦C¦C¦C¦A¦B¦C¦C¦C¦C¦C¦C¦C¦A¦F¦C
ppmd_templates_DNTG1.rvt | DNTG1 - EQUIPMENT SCHEDULE | TRUE | Utilities¦1 | UTIL_1_WaterDrain | TRUE | 594b780e-c62e-473b-9f66-4d3db2fa1b7f | tGQwlfqDU69ibSs4SfzgXzf4Dgnw+xBkMA72ybiqSg0= | C:\Temp\vw\test data\ppmd_templates_DNTG1.rvt | -¦-¦-¦-¦-¦-¦D¦-¦-¦-¦-¦B¦-¦-¦-¦-¦¦B¦-¦J¦-¦-¦-¦-¦-¦-¦-
ppmd_templates_DNTG1.rvt | DNTG1 - EQUIPMENT SCHEDULE | TRUE | Utilities¦2 | UTIL_2_Elec | TRUE | 28082216-138e-4a2f-9824-e96dbd7e3cd0 | tGQwlfqDU69ibSs4SfzgXzf4Dgnw+xBkMA72ybiqSg0= | C:\Temp\vw\test data\ppmd_templates_DNTG1.rvt | -¦-¦-¦-¦-¦-¦A¦-¦-¦-¦-¦A¦-¦-¦A¦F¦A¦B¦A¦A¦-¦-¦A¦A¦-¦A¦-
ppmd_templates_DNTG1.rvt | DNTG1 - EQUIPMENT SCHEDULE | TRUE | Utilities¦3 | UTIL_3_MedGas | TRUE | 22af1ef2-54f0-4b6e-b40a-7064dfb8769c | tGQwlfqDU69ibSs4SfzgXzf4Dgnw+xBkMA72ybiqSg0= | C:\Temp\vw\test data\ppmd_templates_DNTG1.rvt | -¦-¦-¦-¦-¦-¦-¦-¦-¦-¦-¦H¦-¦-¦-¦-¦H¦H¦-¦D¦-¦-¦-¦-¦-¦-¦-
ppmd_templates_DNTG1.rvt | DNTG1 - EQUIPMENT SCHEDULE | TRUE | Utilities¦4 | UTIL_4_MiscGas | TRUE | 745b8c3e-fd4a-4430-994a-d25826e1e484 | tGQwlfqDU69ibSs4SfzgXzf4Dgnw+xBkMA72ybiqSg0= | C:\Temp\vw\test data\ppmd_templates_DNTG1.rvt | -¦-¦-¦-¦-¦-¦-¦-¦-¦-¦-¦-¦-¦-¦-¦-¦-¦-¦-¦-¦-¦-¦-¦-¦-¦-¦-
ppmd_templates_DNTG1.rvt | DNTG1 - EQUIPMENT SCHEDULE | TRUE | Utilities¦5 | UTIL_5_NonMedGas | TRUE | 323edf97-d058-44ef-a0fb-1836c80554d8 | tGQwlfqDU69ibSs4SfzgXzf4Dgnw+xBkMA72ybiqSg0= | C:\Temp\vw\test data\ppmd_templates_DNTG1.rvt | -¦-¦-¦-¦-¦-¦-¦-¦-¦-¦-¦-¦-¦-¦-¦-¦-¦-¦-¦-¦-¦-¦-¦-¦-¦-¦-
ppmd_templates_DNTG1.rvt | DNTG1 - EQUIPMENT SCHEDULE | TRUE | Utilities¦6 | UTIL_6_Misc | TRUE | 38083e2d-8ba3-4868-9752-742b7a4a9586 | tGQwlfqDU69ibSs4SfzgXzf4Dgnw+xBkMA72ybiqSg0= | C:\Temp\vw\test data\ppmd_templates_DNTG1.rvt | -¦-¦-¦-¦-¦-¦-¦-¦-¦-¦-¦D¦-¦-¦-¦-¦-¦-¦-¦-¦-¦-¦-¦-¦-¦B¦-
ppmd_templates_DNTG1.rvt | DNTG1 - INTERIOR DESIGN | FALSE | Floor Finish¦Preferred | Floor Finish | FALSE |  | tGQwlfqDU69ibSs4SfzgXzf4Dgnw+xBkMA72ybiqSg0= | C:\Temp\vw\test data\ppmd_templates_DNTG1.rvt | SV
ppmd_templates_DNTG1.rvt | DNTG1 - INTERIOR DESIGN | FALSE | Floor Finish¦Alternate | Floor Finish2 | TRUE | 4030719d-a272-441a-8bfa-d5eb510a1687 | tGQwlfqDU69ibSs4SfzgXzf4Dgnw+xBkMA72ybiqSg0= | C:\Temp\vw\test data\ppmd_templates_DNTG1.rvt | VT
ppmd_templates_DNTG1.rvt | DNTG1 - INTERIOR DESIGN | FALSE | Wall Finish¦Preferred | Wall Finish | FALSE |  | tGQwlfqDU69ibSs4SfzgXzf4Dgnw+xBkMA72ybiqSg0= | C:\Temp\vw\test data\ppmd_templates_DNTG1.rvt | GLG
ppmd_templates_DNTG1.rvt | DNTG1 - INTERIOR DESIGN | FALSE | Wall Finish¦Alternate | Wall Finish2 | TRUE | 5a49d499-57b3-4e1f-afc0-4c041c862be1 | tGQwlfqDU69ibSs4SfzgXzf4Dgnw+xBkMA72ybiqSg0= | C:\Temp\vw\test data\ppmd_templates_DNTG1.rvt | -
ppmd_templates_DNTG1.rvt | DNTG1 - INTERIOR DESIGN | FALSE | Ceiling Finish¦Preferred | Ceiling Finish | FALSE |  | tGQwlfqDU69ibSs4SfzgXzf4Dgnw+xBkMA72ybiqSg0= | C:\Temp\vw\test data\ppmd_templates_DNTG1.rvt | AT1
ppmd_templates_DNTG1.rvt | DNTG1 - INTERIOR DESIGN | FALSE | Ceiling Finish¦Alternate | Ceiling Finish2 | TRUE | acb31fd1-378b-4329-97b0-400ae39b5bc4 | tGQwlfqDU69ibSs4SfzgXzf4Dgnw+xBkMA72ybiqSg0= | C:\Temp\vw\test data\ppmd_templates_DNTG1.rvt | -
ppmd_templates_DNTG1.rvt | DNTG1 - INTERIOR DESIGN | FALSE | Room Height¦ft - in | Ceiling_Hgt_IP | TRUE | 9f14ca4f-2465-4385-a17c-7aa549f64c09 | tGQwlfqDU69ibSs4SfzgXzf4Dgnw+xBkMA72ybiqSg0= | C:\Temp\vw\test data\ppmd_templates_DNTG1.rvt | 8' - 6"
ppmd_templates_DNTG1.rvt | DNTG1 - INTERIOR DESIGN | FALSE | Room Noise¦Min NC | Noise_NC_MIN | TRUE | 8c49df6c-7d6b-49fd-9459-f57d0921d704 | tGQwlfqDU69ibSs4SfzgXzf4Dgnw+xBkMA72ybiqSg0= | C:\Temp\vw\test data\ppmd_templates_DNTG1.rvt | 30
ppmd_templates_DNTG1.rvt | DNTG1 - INTERIOR DESIGN | FALSE | Room Noise¦Max NC | Noise_NC_MAX | TRUE | 629b571a-1c14-443c-b8e8-1130b5edb513 | tGQwlfqDU69ibSs4SfzgXzf4Dgnw+xBkMA72ybiqSg0= | C:\Temp\vw\test data\ppmd_templates_DNTG1.rvt | 35
ppmd_templates_DNTG1.rvt | DNTG1 - INTERIOR DESIGN | FALSE | Room Noise¦SC | Noise_SC | TRUE | 44bf9cd1-070a-432c-87d9-26a3211cfe07 | tGQwlfqDU69ibSs4SfzgXzf4Dgnw+xBkMA72ybiqSg0= | C:\Temp\vw\test data\ppmd_templates_DNTG1.rvt | 40
ppmd_templates_DNTG1.rvt | DNTG1 - MECHANICAL DESIGN | FALSE | Air Balance | Air_Balance | TRUE | 587b3cf9-4450-4d95-b8ef-0e93665dbd91 | tGQwlfqDU69ibSs4SfzgXzf4Dgnw+xBkMA72ybiqSg0= | C:\Temp\vw\test data\ppmd_templates_DNTG1.rvt | 0
ppmd_templates_DNTG1.rvt | DNTG1 - MECHANICAL DESIGN | FALSE | Air Changes Total | Air_Changes_Total | TRUE | 3988d7f3-0f28-4410-866c-5bc65e1d842a | tGQwlfqDU69ibSs4SfzgXzf4Dgnw+xBkMA72ybiqSg0= | C:\Temp\vw\test data\ppmd_templates_DNTG1.rvt | 6
ppmd_templates_DNTG1.rvt | DNTG1 - MECHANICAL DESIGN | FALSE | Air Changes OA | Air_Changes_OA | TRUE | b7af949f-3b64-4f85-9391-d9f17dcaad1e | tGQwlfqDU69ibSs4SfzgXzf4Dgnw+xBkMA72ybiqSg0= | C:\Temp\vw\test data\ppmd_templates_DNTG1.rvt | 2
ppmd_templates_DNTG1.rvt | DNTG1 - MECHANICAL DESIGN | FALSE | 100% Exhaust Air | Exhaust_Air_100% | TRUE | 62b97784-583b-47d5-90a3-a90bbb961b6e | tGQwlfqDU69ibSs4SfzgXzf4Dgnw+xBkMA72ybiqSg0= | C:\Temp\vw\test data\ppmd_templates_DNTG1.rvt
ppmd_templates_DNTG1.rvt | DNTG1 - MECHANICAL DESIGN | FALSE | Summer Temp¦F | Temp_Summer_F | TRUE | 1cbf6964-bd0f-4852-b367-ef4828e2e2cc | tGQwlfqDU69ibSs4SfzgXzf4Dgnw+xBkMA72ybiqSg0= | C:\Temp\vw\test data\ppmd_templates_DNTG1.rvt | 75
ppmd_templates_DNTG1.rvt | DNTG1 - MECHANICAL DESIGN | FALSE | Summer Temp¦C | Temp_Summer_C | FALSE |  | tGQwlfqDU69ibSs4SfzgXzf4Dgnw+xBkMA72ybiqSg0= | C:\Temp\vw\test data\ppmd_templates_DNTG1.rvt | 24
ppmd_templates_DNTG1.rvt | DNTG1 - MECHANICAL DESIGN | FALSE | Summer Temp¦Note | Temp_Summer_Note | TRUE | 6248fa3c-bb43-4e1c-91bb-60e102e573b7 | tGQwlfqDU69ibSs4SfzgXzf4Dgnw+xBkMA72ybiqSg0= | C:\Temp\vw\test data\ppmd_templates_DNTG1.rvt
ppmd_templates_DNTG1.rvt | DNTG1 - MECHANICAL DESIGN | FALSE | Winter Temp¦F | Temp_Winter_F | TRUE | b4f9888f-41ad-47ef-a6af-145b3de732c9 | tGQwlfqDU69ibSs4SfzgXzf4Dgnw+xBkMA72ybiqSg0= | C:\Temp\vw\test data\ppmd_templates_DNTG1.rvt | 68
ppmd_templates_DNTG1.rvt | DNTG1 - MECHANICAL DESIGN | FALSE | Winter Temp¦C | Temp_Winter_C | FALSE |  | tGQwlfqDU69ibSs4SfzgXzf4Dgnw+xBkMA72ybiqSg0= | C:\Temp\vw\test data\ppmd_templates_DNTG1.rvt | 20
ppmd_templates_DNTG1.rvt | DNTG1 - MECHANICAL DESIGN | FALSE | Winter Temp¦Note | Temp_Winter_Note | TRUE | aacd83fc-f530-464e-b089-01667d3c52cd | tGQwlfqDU69ibSs4SfzgXzf4Dgnw+xBkMA72ybiqSg0= | C:\Temp\vw\test data\ppmd_templates_DNTG1.rvt
ppmd_templates_DNTG1.rvt | DNTG1 - MECHANICAL DESIGN | FALSE | Max Relative Humidity | Relative_Humidity | TRUE | 36ead6c1-4384-4a65-8654-06a60aef94cb | tGQwlfqDU69ibSs4SfzgXzf4Dgnw+xBkMA72ybiqSg0= | C:\Temp\vw\test data\ppmd_templates_DNTG1.rvt
ppmd_templates_DNTG1.rvt | DNTG1 - MECHANICAL DESIGN | FALSE | Filtration¦Interm % | Filtration_Inter_% | TRUE | 4f03ad65-f905-419e-a0cf-8f58fe921fbc | tGQwlfqDU69ibSs4SfzgXzf4Dgnw+xBkMA72ybiqSg0= | C:\Temp\vw\test data\ppmd_templates_DNTG1.rvt | 14
ppmd_templates_DNTG1.rvt | DNTG1 - MECHANICAL DESIGN | FALSE | Filtration¦Final % | Filtration_Final_% | TRUE | cc736e5f-46f5-476a-8d0a-ceb32d8d4e5a | tGQwlfqDU69ibSs4SfzgXzf4Dgnw+xBkMA72ybiqSg0= | C:\Temp\vw\test data\ppmd_templates_DNTG1.rvt
ppmd_templates_DNTG1.rvt | DNTG1 - MECHANICAL DESIGN | FALSE | Notes | Mech_Notes | TRUE | a32df790-0ab9-4c4a-b19c-511c2eef6d56 | tGQwlfqDU69ibSs4SfzgXzf4Dgnw+xBkMA72ybiqSg0= | C:\Temp\vw\test data\ppmd_templates_DNTG1.rvt | D
ppmd_templates_DNTG1.rvt | DNTG1 - MEDICAL GAS DESIGN | FALSE | MCA | MedGas_MCA | TRUE | 3b23ea7f-b9f1-4749-8a2b-eb6a4fab4cdc | tGQwlfqDU69ibSs4SfzgXzf4Dgnw+xBkMA72ybiqSg0= | C:\Temp\vw\test data\ppmd_templates_DNTG1.rvt | -
ppmd_templates_DNTG1.rvt | DNTG1 - MEDICAL GAS DESIGN | FALSE | DCA | MedGas_DCA | TRUE | 20dc9c73-7465-4e8a-8300-4a8b5a46a91c | tGQwlfqDU69ibSs4SfzgXzf4Dgnw+xBkMA72ybiqSg0= | C:\Temp\vw\test data\ppmd_templates_DNTG1.rvt | 2
ppmd_templates_DNTG1.rvt | DNTG1 - MEDICAL GAS DESIGN | FALSE | LA | MedGas_LA | TRUE | 99801083-d820-4c5f-ad07-ab168e1bbda0 | tGQwlfqDU69ibSs4SfzgXzf4Dgnw+xBkMA72ybiqSg0= | C:\Temp\vw\test data\ppmd_templates_DNTG1.rvt | 1
ppmd_templates_DNTG1.rvt | DNTG1 - MEDICAL GAS DESIGN | FALSE | PA | MedGas_PA | TRUE | 55793ba6-1647-428e-86f6-5ce4153c7f2e | tGQwlfqDU69ibSs4SfzgXzf4Dgnw+xBkMA72ybiqSg0= | C:\Temp\vw\test data\ppmd_templates_DNTG1.rvt | -
ppmd_templates_DNTG1.rvt | DNTG1 - MEDICAL GAS DESIGN | FALSE | MV | MedGas_MV | TRUE | 0a0bec6d-9172-4a2c-9fb3-7616a08f677a | tGQwlfqDU69ibSs4SfzgXzf4Dgnw+xBkMA72ybiqSg0= | C:\Temp\vw\test data\ppmd_templates_DNTG1.rvt | -
ppmd_templates_DNTG1.rvt | DNTG1 - MEDICAL GAS DESIGN | FALSE | DHV | MedGas_DHV | TRUE | 79779898-9917-494b-a027-0013b44e14f1 | tGQwlfqDU69ibSs4SfzgXzf4Dgnw+xBkMA72ybiqSg0= | C:\Temp\vw\test data\ppmd_templates_DNTG1.rvt | -
ppmd_templates_DNTG1.rvt | DNTG1 - MEDICAL GAS DESIGN | FALSE | DLV | MedGas_DLV | TRUE | bcdcef93-2e56-440a-a8f7-e9973eadba59 | tGQwlfqDU69ibSs4SfzgXzf4Dgnw+xBkMA72ybiqSg0= | C:\Temp\vw\test data\ppmd_templates_DNTG1.rvt | 2
ppmd_templates_DNTG1.rvt | DNTG1 - MEDICAL GAS DESIGN | FALSE | LDE | MedGas_LDE | TRUE | cc6496eb-fa04-4455-81d4-1dfb1e6aaa52 | tGQwlfqDU69ibSs4SfzgXzf4Dgnw+xBkMA72ybiqSg0= | C:\Temp\vw\test data\ppmd_templates_DNTG1.rvt | -
ppmd_templates_DNTG1.rvt | DNTG1 - MEDICAL GAS DESIGN | FALSE | OX | MedGas_OX | TRUE | 59f6c2e0-639e-4476-adf0-a5c19b1199db | tGQwlfqDU69ibSs4SfzgXzf4Dgnw+xBkMA72ybiqSg0= | C:\Temp\vw\test data\ppmd_templates_DNTG1.rvt | -
ppmd_templates_DNTG1.rvt | DNTG1 - MEDICAL GAS DESIGN | FALSE | NO | MedGas_NO | TRUE | 1f31b342-99ad-494b-90ce-f27b8fc04b75 | tGQwlfqDU69ibSs4SfzgXzf4Dgnw+xBkMA72ybiqSg0= | C:\Temp\vw\test data\ppmd_templates_DNTG1.rvt | -
ppmd_templates_DNTG1.rvt | DNTG1 - MEDICAL GAS DESIGN | FALSE | NI | MedGas_NI | TRUE | ea24567d-1f4e-45f9-907f-a79ef8b323b1 | tGQwlfqDU69ibSs4SfzgXzf4Dgnw+xBkMA72ybiqSg0= | C:\Temp\vw\test data\ppmd_templates_DNTG1.rvt | -
ppmd_templates_DNTG1.rvt | DNTG1 - MEDICAL GAS DESIGN | FALSE | WAGD | MedGas_WAGD | TRUE | 1aa3572e-5073-44b4-acb3-ff8739230b69 | tGQwlfqDU69ibSs4SfzgXzf4Dgnw+xBkMA72ybiqSg0= | C:\Temp\vw\test data\ppmd_templates_DNTG1.rvt | -
ppmd_templates_DNTG1.rvt | DNTG1 - MEDICAL GAS DESIGN | FALSE | Notes1 | MedGas_Notes | TRUE | 69d1283f-21ef-46f3-9ebb-e36d00ef4da3 | tGQwlfqDU69ibSs4SfzgXzf4Dgnw+xBkMA72ybiqSg0= | C:\Temp\vw\test data\ppmd_templates_DNTG1.rvt | L
ppmd_templates_DNTG1.rvt | DNTG1 - MEDICAL GAS DESIGN | FALSE | Notes2 | MedGas_Notes2 | TRUE | 867f4341-094b-4cc7-b128-8c28392e09cd | tGQwlfqDU69ibSs4SfzgXzf4Dgnw+xBkMA72ybiqSg0= | C:\Temp\vw\test data\ppmd_templates_DNTG1.rvt | K
ppmd_templates_DNTG1.rvt | DNTG1 - STRUCTURAL DESIGN | FALSE | Structural Load¦psf | Str_FloorLoad_psf | TRUE | 654b90c9-d71e-4bcd-9f27-a1532becca95 | tGQwlfqDU69ibSs4SfzgXzf4Dgnw+xBkMA72ybiqSg0= | C:\Temp\vw\test data\ppmd_templates_DNTG1.rvt | 60
ppmd_templates_DNTG1.rvt | DNTG1 - STRUCTURAL DESIGN | FALSE | Structural Load¦kPA | Str_FloorLoad_kPA | FALSE |  | tGQwlfqDU69ibSs4SfzgXzf4Dgnw+xBkMA72ybiqSg0= | C:\Temp\vw\test data\ppmd_templates_DNTG1.rvt | 3
ppmd_templates_DNTG1.rvt | DNTG1 - STRUCTURAL DESIGN | FALSE | Notes | Str_Notes | TRUE | 509b36e6-cf53-4158-b357-61e3cedd6faa | tGQwlfqDU69ibSs4SfzgXzf4Dgnw+xBkMA72ybiqSg0= | C:\Temp\vw\test data\ppmd_templates_DNTG1.rvt
ppmd_templates_DNTG3.rvt | DNTG4 - DATA/TELEPHONE EQUIPMENT | FALSE | JSN | JSN | TRUE | 8632cd76-2ab9-457d-8db7-39197de446a2 | lXzYEZnZ9Cr0xWn5cBSP9VR76GFx5xCE/trglG6DZK4= | C:\Temp\vw\test data\ppmd_templates_DNTG3.rvt
ppmd_templates_DNTG3.rvt | DNTG4 - DATA/TELEPHONE EQUIPMENT | FALSE | Nomenclature | Nomenclature | TRUE | f004b755-1952-4a21-a1c1-98f41ef6a86c | lXzYEZnZ9Cr0xWn5cBSP9VR76GFx5xCE/trglG6DZK4= | C:\Temp\vw\test data\ppmd_templates_DNTG3.rvt
ppmd_templates_DNTG3.rvt | DNTG4 - DATA/TELEPHONE EQUIPMENT | FALSE | Qty | Count | FALSE |  | lXzYEZnZ9Cr0xWn5cBSP9VR76GFx5xCE/trglG6DZK4= | C:\Temp\vw\test data\ppmd_templates_DNTG3.rvt
ppmd_templates_DNTG3.rvt | DNTG4 - DATA/TELEPHONE EQUIPMENT | FALSE | Logistics¦AR | CAT_Army | TRUE | fa0e0053-bcc4-42e8-881f-6a4690f994c9 | lXzYEZnZ9Cr0xWn5cBSP9VR76GFx5xCE/trglG6DZK4= | C:\Temp\vw\test data\ppmd_templates_DNTG3.rvt
ppmd_templates_DNTG3.rvt | DNTG4 - DATA/TELEPHONE EQUIPMENT | FALSE | Logistics¦NA | CAT_Navy | TRUE | 183e77a6-b75d-41a5-8f81-f6abfee236ec | lXzYEZnZ9Cr0xWn5cBSP9VR76GFx5xCE/trglG6DZK4= | C:\Temp\vw\test data\ppmd_templates_DNTG3.rvt
ppmd_templates_DNTG3.rvt | DNTG4 - DATA/TELEPHONE EQUIPMENT | FALSE | Logistics¦AF | CAT_AF | TRUE | 053816d3-2f83-4e72-9b30-0a25ff75573f | lXzYEZnZ9Cr0xWn5cBSP9VR76GFx5xCE/trglG6DZK4= | C:\Temp\vw\test data\ppmd_templates_DNTG3.rvt
ppmd_templates_DNTG3.rvt | DNTG4 - DATA/TELEPHONE EQUIPMENT | FALSE | Logistics¦VA | CAT_VA | TRUE | abab06e0-bc20-4958-a9a7-acf73c376614 | lXzYEZnZ9Cr0xWn5cBSP9VR76GFx5xCE/trglG6DZK4= | C:\Temp\vw\test data\ppmd_templates_DNTG3.rvt
ppmd_templates_DNTG3.rvt | DNTG4 - DOOR SCHEDULE | FALSE | Mark | Construction Type | FALSE |  | lXzYEZnZ9Cr0xWn5cBSP9VR76GFx5xCE/trglG6DZK4= | C:\Temp\vw\test data\ppmd_templates_DNTG3.rvt
ppmd_templates_DNTG3.rvt | DNTG4 - DOOR SCHEDULE | FALSE | Type | Family | FALSE |  | lXzYEZnZ9Cr0xWn5cBSP9VR76GFx5xCE/trglG6DZK4= | C:\Temp\vw\test data\ppmd_templates_DNTG3.rvt
ppmd_templates_DNTG3.rvt | DNTG4 - DOOR SCHEDULE | FALSE | Count | Count | FALSE |  | lXzYEZnZ9Cr0xWn5cBSP9VR76GFx5xCE/trglG6DZK4= | C:\Temp\vw\test data\ppmd_templates_DNTG3.rvt
ppmd_templates_DNTG3.rvt | DNTG4 - DOOR SCHEDULE | FALSE | Height¦ft - in | Height | FALSE |  | lXzYEZnZ9Cr0xWn5cBSP9VR76GFx5xCE/trglG6DZK4= | C:\Temp\vw\test data\ppmd_templates_DNTG3.rvt
ppmd_templates_DNTG3.rvt | DNTG4 - DOOR SCHEDULE | FALSE | Width¦ft - in | Width | FALSE |  | lXzYEZnZ9Cr0xWn5cBSP9VR76GFx5xCE/trglG6DZK4= | C:\Temp\vw\test data\ppmd_templates_DNTG3.rvt
ppmd_templates_DNTG3.rvt | DNTG4 - DOOR SCHEDULE | FALSE | Notes | Type Comments | FALSE |  | lXzYEZnZ9Cr0xWn5cBSP9VR76GFx5xCE/trglG6DZK4= | C:\Temp\vw\test data\ppmd_templates_DNTG3.rvt
ppmd_templates_DNTG3.rvt | DNTG4 - ELECTRICAL DESIGN | FALSE | Lighting¦LUX1 | Light_Level_LUX | TRUE | fc853981-f613-4f05-81bd-e48fb947424b | lXzYEZnZ9Cr0xWn5cBSP9VR76GFx5xCE/trglG6DZK4= | C:\Temp\vw\test data\ppmd_templates_DNTG3.rvt | 1600
ppmd_templates_DNTG3.rvt | DNTG4 - ELECTRICAL DESIGN | FALSE | Lighting¦Footcandles1 | Light_Level_FC | FALSE |  | lXzYEZnZ9Cr0xWn5cBSP9VR76GFx5xCE/trglG6DZK4= | C:\Temp\vw\test data\ppmd_templates_DNTG3.rvt | 149
ppmd_templates_DNTG3.rvt | DNTG4 - ELECTRICAL DESIGN | FALSE | Lighting¦LUX2 | Light_Level_LUX2 | TRUE | 172f1cff-58cc-41cd-b888-0e7a81d2bf40 | lXzYEZnZ9Cr0xWn5cBSP9VR76GFx5xCE/trglG6DZK4= | C:\Temp\vw\test data\ppmd_templates_DNTG3.rvt
ppmd_templates_DNTG3.rvt | DNTG4 - ELECTRICAL DESIGN | FALSE | Lighting¦Footcandles2 | Light_Level_FC2 | FALSE |  | lXzYEZnZ9Cr0xWn5cBSP9VR76GFx5xCE/trglG6DZK4= | C:\Temp\vw\test data\ppmd_templates_DNTG3.rvt
ppmd_templates_DNTG3.rvt | DNTG4 - ELECTRICAL DESIGN | FALSE | Lighting¦Notes | Light_Notes | TRUE | a36245ac-ea57-45c2-bac5-bed4d04a4f78 | lXzYEZnZ9Cr0xWn5cBSP9VR76GFx5xCE/trglG6DZK4= | C:\Temp\vw\test data\ppmd_templates_DNTG3.rvt | D
ppmd_templates_DNTG3.rvt | DNTG4 - ELECTRICAL DESIGN | FALSE | Lighting¦Notes2 | Light_Notes2 | TRUE | 6d0b4891-ce4c-45f8-9560-387866098a10 | lXzYEZnZ9Cr0xWn5cBSP9VR76GFx5xCE/trglG6DZK4= | C:\Temp\vw\test data\ppmd_templates_DNTG3.rvt | F
ppmd_templates_DNTG3.rvt | DNTG4 - ELECTRICAL DESIGN | FALSE | Essential Power¦% Power | ES_Power% | TRUE | 7cbfe71a-865f-4cf4-b400-c67e3939439b | lXzYEZnZ9Cr0xWn5cBSP9VR76GFx5xCE/trglG6DZK4= | C:\Temp\vw\test data\ppmd_templates_DNTG3.rvt
ppmd_templates_DNTG3.rvt | DNTG4 - ELECTRICAL DESIGN | FALSE | Essential Power¦% Light | ES_Light% | TRUE | af00a8bb-40cb-434a-a7e5-b4140f3c844f | lXzYEZnZ9Cr0xWn5cBSP9VR76GFx5xCE/trglG6DZK4= | C:\Temp\vw\test data\ppmd_templates_DNTG3.rvt
ppmd_templates_DNTG3.rvt | DNTG4 - ELECTRICAL DESIGN | FALSE | Essential Power¦Notes | ES_Notes | TRUE | 0c3ae867-1060-40b5-bb68-261d16a167a0 | lXzYEZnZ9Cr0xWn5cBSP9VR76GFx5xCE/trglG6DZK4= | C:\Temp\vw\test data\ppmd_templates_DNTG3.rvt | U
ppmd_templates_DNTG3.rvt | DNTG4 - EQUIPMENT SCHEDULE | TRUE | JSN | JSN | TRUE | 8632cd76-2ab9-457d-8db7-39197de446a2 | lXzYEZnZ9Cr0xWn5cBSP9VR76GFx5xCE/trglG6DZK4= | C:\Temp\vw\test data\ppmd_templates_DNTG3.rvt | A1066¦A5075¦A5077¦A5080¦A5106¦A5145¦D0670¦D0675¦D0680¦D0685¦D2520¦D3320¦D3380¦D3390¦D3565¦D6155¦D7090¦D8250¦D8850¦D9060¦F2010¦F3200¦M1801¦M4116¦X6600¦X6610
ppmd_templates_DNTG3.rvt | DNTG4 - EQUIPMENT SCHEDULE | TRUE | Nomenclature | Nomenclature | TRUE | f004b755-1952-4a21-a1c1-98f41ef6a86c | lXzYEZnZ9Cr0xWn5cBSP9VR76GFx5xCE/trglG6DZK4= | C:\Temp\vw\test data\ppmd_templates_DNTG3.rvt | Mirror, Float Glass, With SS Frame¦Dispenser, Soap, Disposable¦Dispenser, Hand Sanitzer, Hands free¦Dispenser, Paper Towel, SS, Surface Mounted¦Waste Disposal Unit, Sharps w/Glove Dispenser¦Hook, Garment, Double, SS, Surface Mounted¦Console, Treatment Unit, Dental Operatory¦Console, Central, Dual Access, Dental Operatory¦Console, Accessory/Side, Dental Operatory¦Cabinet, Storage, Dental Operatory, Wall MNTD¦Cabinet, Mobile, Storage/Assistant, Dental¦Chair, Operating, Dental¦Stool, Operating, Dental, Doctor¦Stool, Operating, Dental, Assistant¦Resin Curing Unit, Visible Light¦Light, Dental, Operating, Ceiling, Column¦Utility Center, Dental, Wall or Floor Mounted¦Delivery System, Dental Operating¦Amalgamator, Dental¦Prophylaxis Unit, Ultrasonic¦Basket, Wastepaper, Step-On¦Clock, Battery, 12" Diameter¦Computer, Microprocessing, w/Flat Panel Monitor¦Monitor, Vital Signs¦Radiographic Unit, Dental, Wall Mounted, 7 mA¦Sensor, Dental Imaging System
ppmd_templates_DNTG3.rvt | DNTG4 - EQUIPMENT SCHEDULE | TRUE | Qty | Count | FALSE |  | lXzYEZnZ9Cr0xWn5cBSP9VR76GFx5xCE/trglG6DZK4= | C:\Temp\vw\test data\ppmd_templates_DNTG3.rvt | 2¦3¦2¦3¦2¦4¦2¦1¦2¦2¦2¦2¦2¦2¦2¦2¦2¦2¦2¦2¦4¦2¦2¦2¦1¦4
ppmd_templates_DNTG3.rvt | DNTG4 - EQUIPMENT SCHEDULE | TRUE | LF | CustomLength | TRUE | f338df87-67c7-40c3-b0e8-6ebb5a3fe5b8 | lXzYEZnZ9Cr0xWn5cBSP9VR76GFx5xCE/trglG6DZK4= | C:\Temp\vw\test data\ppmd_templates_DNTG3.rvt
ppmd_templates_DNTG3.rvt | DNTG4 - EQUIPMENT SCHEDULE | TRUE | Logistics¦AR | CAT_Army | TRUE | fa0e0053-bcc4-42e8-881f-6a4690f994c9 | lXzYEZnZ9Cr0xWn5cBSP9VR76GFx5xCE/trglG6DZK4= | C:\Temp\vw\test data\ppmd_templates_DNTG3.rvt | A¦C¦C¦A¦C¦A¦A¦A¦A¦A¦C¦C¦C¦C¦C¦A¦A¦C¦C¦C¦C¦C¦C¦C¦F¦C
ppmd_templates_DNTG3.rvt | DNTG4 - EQUIPMENT SCHEDULE | TRUE | Logistics¦NA | CAT_Navy | TRUE | 183e77a6-b75d-41a5-8f81-f6abfee236ec | lXzYEZnZ9Cr0xWn5cBSP9VR76GFx5xCE/trglG6DZK4= | C:\Temp\vw\test data\ppmd_templates_DNTG3.rvt | A¦C¦C¦A¦A¦A¦A¦A¦A¦A¦C¦C¦C¦C¦C¦A¦B¦C¦C¦C¦C¦C¦C¦C¦F¦C
ppmd_templates_DNTG3.rvt | DNTG4 - EQUIPMENT SCHEDULE | TRUE | Logistics¦AF | CAT_AF | TRUE | 053816d3-2f83-4e72-9b30-0a25ff75573f | lXzYEZnZ9Cr0xWn5cBSP9VR76GFx5xCE/trglG6DZK4= | C:\Temp\vw\test data\ppmd_templates_DNTG3.rvt | A¦C¦C¦A¦C¦A¦A¦A¦A¦A¦C¦C¦C¦C¦C¦A¦B¦C¦C¦C¦C¦C¦C¦C¦F¦C
ppmd_templates_DNTG3.rvt | DNTG4 - EQUIPMENT SCHEDULE | TRUE | Logistics¦VA | CAT_VA | TRUE | abab06e0-bc20-4958-a9a7-acf73c376614 | lXzYEZnZ9Cr0xWn5cBSP9VR76GFx5xCE/trglG6DZK4= | C:\Temp\vw\test data\ppmd_templates_DNTG3.rvt | A¦C¦C¦A¦C¦A¦A¦A¦A¦A¦C¦C¦C¦C¦C¦A¦B¦C¦C¦C¦C¦C¦C¦C¦F¦C
ppmd_templates_DNTG3.rvt | DNTG4 - EQUIPMENT SCHEDULE | TRUE | Utilities¦1 | UTIL_1_WaterDrain | TRUE | 594b780e-c62e-473b-9f66-4d3db2fa1b7f | lXzYEZnZ9Cr0xWn5cBSP9VR76GFx5xCE/trglG6DZK4= | C:\Temp\vw\test data\ppmd_templates_DNTG3.rvt | -¦-¦-¦-¦-¦-¦D¦-¦D¦-¦-¦B¦-¦-¦-¦-¦B¦B¦-¦J¦-¦-¦-¦-¦-¦-
ppmd_templates_DNTG3.rvt | DNTG4 - EQUIPMENT SCHEDULE | TRUE | Utilities¦2 | UTIL_2_Elec | TRUE | 28082216-138e-4a2f-9824-e96dbd7e3cd0 | lXzYEZnZ9Cr0xWn5cBSP9VR76GFx5xCE/trglG6DZK4= | C:\Temp\vw\test data\ppmd_templates_DNTG3.rvt | -¦-¦-¦-¦-¦-¦A¦-¦A¦-¦-¦A¦-¦-¦A¦F¦A¦B¦A¦A¦-¦-¦A¦A¦A¦-
ppmd_templates_DNTG3.rvt | DNTG4 - EQUIPMENT SCHEDULE | TRUE | Utilities¦3 | UTIL_3_MedGas | TRUE | 22af1ef2-54f0-4b6e-b40a-7064dfb8769c | lXzYEZnZ9Cr0xWn5cBSP9VR76GFx5xCE/trglG6DZK4= | C:\Temp\vw\test data\ppmd_templates_DNTG3.rvt | -¦-¦-¦-¦-¦-¦-¦-¦-¦-¦-¦H¦-¦-¦-¦-¦H¦H¦-¦D¦-¦-¦-¦-¦-¦-
ppmd_templates_DNTG3.rvt | DNTG4 - EQUIPMENT SCHEDULE | TRUE | Utilities¦4 | UTIL_4_MiscGas | TRUE | 745b8c3e-fd4a-4430-994a-d25826e1e484 | lXzYEZnZ9Cr0xWn5cBSP9VR76GFx5xCE/trglG6DZK4= | C:\Temp\vw\test data\ppmd_templates_DNTG3.rvt | -¦-¦-¦-¦-¦-¦-¦-¦-¦-¦-¦-¦-¦-¦-¦-¦-¦-¦-¦-¦-¦-¦-¦-¦-¦-
ppmd_templates_DNTG3.rvt | DNTG4 - EQUIPMENT SCHEDULE | TRUE | Utilities¦5 | UTIL_5_NonMedGas | TRUE | 323edf97-d058-44ef-a0fb-1836c80554d8 | lXzYEZnZ9Cr0xWn5cBSP9VR76GFx5xCE/trglG6DZK4= | C:\Temp\vw\test data\ppmd_templates_DNTG3.rvt | -¦-¦-¦-¦-¦-¦-¦-¦-¦-¦-¦-¦-¦-¦-¦-¦-¦-¦-¦-¦-¦-¦-¦-¦-¦-
ppmd_templates_DNTG3.rvt | DNTG4 - EQUIPMENT SCHEDULE | TRUE | Utilities¦6 | UTIL_6_Misc | TRUE | 38083e2d-8ba3-4868-9752-742b7a4a9586 | lXzYEZnZ9Cr0xWn5cBSP9VR76GFx5xCE/trglG6DZK4= | C:\Temp\vw\test data\ppmd_templates_DNTG3.rvt | -¦-¦-¦-¦-¦-¦-¦-¦-¦-¦-¦D¦-¦-¦-¦-¦-¦-¦-¦-¦-¦-¦-¦-¦B¦-
ppmd_templates_DNTG3.rvt | DNTG4 - INTERIOR DESIGN | FALSE | Floor Finish¦Preferred | Floor Finish | FALSE |  | lXzYEZnZ9Cr0xWn5cBSP9VR76GFx5xCE/trglG6DZK4= | C:\Temp\vw\test data\ppmd_templates_DNTG3.rvt | SV
ppmd_templates_DNTG3.rvt | DNTG4 - INTERIOR DESIGN | FALSE | Floor Finish¦Alternate | Floor Finish2 | TRUE | 4030719d-a272-441a-8bfa-d5eb510a1687 | lXzYEZnZ9Cr0xWn5cBSP9VR76GFx5xCE/trglG6DZK4= | C:\Temp\vw\test data\ppmd_templates_DNTG3.rvt | -
ppmd_templates_DNTG3.rvt | DNTG4 - INTERIOR DESIGN | FALSE | Wall Finish¦Preferred | Wall Finish | FALSE |  | lXzYEZnZ9Cr0xWn5cBSP9VR76GFx5xCE/trglG6DZK4= | C:\Temp\vw\test data\ppmd_templates_DNTG3.rvt | GLG
ppmd_templates_DNTG3.rvt | DNTG4 - INTERIOR DESIGN | FALSE | Wall Finish¦Alternate | Wall Finish2 | TRUE | 5a49d499-57b3-4e1f-afc0-4c041c862be1 | lXzYEZnZ9Cr0xWn5cBSP9VR76GFx5xCE/trglG6DZK4= | C:\Temp\vw\test data\ppmd_templates_DNTG3.rvt | -
ppmd_templates_DNTG3.rvt | DNTG4 - INTERIOR DESIGN | FALSE | Ceiling Finish¦Preferred | Ceiling Finish | FALSE |  | lXzYEZnZ9Cr0xWn5cBSP9VR76GFx5xCE/trglG6DZK4= | C:\Temp\vw\test data\ppmd_templates_DNTG3.rvt | AT1
ppmd_templates_DNTG3.rvt | DNTG4 - INTERIOR DESIGN | FALSE | Ceiling Finish¦Alternate | Ceiling Finish2 | TRUE | acb31fd1-378b-4329-97b0-400ae39b5bc4 | lXzYEZnZ9Cr0xWn5cBSP9VR76GFx5xCE/trglG6DZK4= | C:\Temp\vw\test data\ppmd_templates_DNTG3.rvt | -
ppmd_templates_DNTG3.rvt | DNTG4 - INTERIOR DESIGN | FALSE | Room Height¦ft - in | Ceiling_Hgt_IP | TRUE | 9f14ca4f-2465-4385-a17c-7aa549f64c09 | lXzYEZnZ9Cr0xWn5cBSP9VR76GFx5xCE/trglG6DZK4= | C:\Temp\vw\test data\ppmd_templates_DNTG3.rvt | 8' - 6"
ppmd_templates_DNTG3.rvt | DNTG4 - INTERIOR DESIGN | FALSE | Room Noise¦Min NC | Noise_NC_MIN | TRUE | 8c49df6c-7d6b-49fd-9459-f57d0921d704 | lXzYEZnZ9Cr0xWn5cBSP9VR76GFx5xCE/trglG6DZK4= | C:\Temp\vw\test data\ppmd_templates_DNTG3.rvt | 30
ppmd_templates_DNTG3.rvt | DNTG4 - INTERIOR DESIGN | FALSE | Room Noise¦Max NC | Noise_NC_MAX | TRUE | 629b571a-1c14-443c-b8e8-1130b5edb513 | lXzYEZnZ9Cr0xWn5cBSP9VR76GFx5xCE/trglG6DZK4= | C:\Temp\vw\test data\ppmd_templates_DNTG3.rvt | 35
ppmd_templates_DNTG3.rvt | DNTG4 - INTERIOR DESIGN | FALSE | Room Noise¦SC | Noise_SC | TRUE | 44bf9cd1-070a-432c-87d9-26a3211cfe07 | lXzYEZnZ9Cr0xWn5cBSP9VR76GFx5xCE/trglG6DZK4= | C:\Temp\vw\test data\ppmd_templates_DNTG3.rvt | 40
ppmd_templates_DNTG3.rvt | DNTG4 - MECHANICAL DESIGN | FALSE | Air Balance | Air_Balance | TRUE | 587b3cf9-4450-4d95-b8ef-0e93665dbd91 | lXzYEZnZ9Cr0xWn5cBSP9VR76GFx5xCE/trglG6DZK4= | C:\Temp\vw\test data\ppmd_templates_DNTG3.rvt | 0
ppmd_templates_DNTG3.rvt | DNTG4 - MECHANICAL DESIGN | FALSE | Air Changes Total | Air_Changes_Total | TRUE | 3988d7f3-0f28-4410-866c-5bc65e1d842a | lXzYEZnZ9Cr0xWn5cBSP9VR76GFx5xCE/trglG6DZK4= | C:\Temp\vw\test data\ppmd_templates_DNTG3.rvt | 6
ppmd_templates_DNTG3.rvt | DNTG4 - MECHANICAL DESIGN | FALSE | Air Changes OA | Air_Changes_OA | TRUE | b7af949f-3b64-4f85-9391-d9f17dcaad1e | lXzYEZnZ9Cr0xWn5cBSP9VR76GFx5xCE/trglG6DZK4= | C:\Temp\vw\test data\ppmd_templates_DNTG3.rvt | 2
ppmd_templates_DNTG3.rvt | DNTG4 - MECHANICAL DESIGN | FALSE | 100% Exhaust Air | Exhaust_Air_100% | TRUE | 62b97784-583b-47d5-90a3-a90bbb961b6e | lXzYEZnZ9Cr0xWn5cBSP9VR76GFx5xCE/trglG6DZK4= | C:\Temp\vw\test data\ppmd_templates_DNTG3.rvt
ppmd_templates_DNTG3.rvt | DNTG4 - MECHANICAL DESIGN | FALSE | Summer Temp¦F | Temp_Summer_F | TRUE | 1cbf6964-bd0f-4852-b367-ef4828e2e2cc | lXzYEZnZ9Cr0xWn5cBSP9VR76GFx5xCE/trglG6DZK4= | C:\Temp\vw\test data\ppmd_templates_DNTG3.rvt | 75
ppmd_templates_DNTG3.rvt | DNTG4 - MECHANICAL DESIGN | FALSE | Summer Temp¦C | Temp_Summer_C | FALSE |  | lXzYEZnZ9Cr0xWn5cBSP9VR76GFx5xCE/trglG6DZK4= | C:\Temp\vw\test data\ppmd_templates_DNTG3.rvt | 24
ppmd_templates_DNTG3.rvt | DNTG4 - MECHANICAL DESIGN | FALSE | Summer Temp¦Note | Temp_Summer_Note | TRUE | 6248fa3c-bb43-4e1c-91bb-60e102e573b7 | lXzYEZnZ9Cr0xWn5cBSP9VR76GFx5xCE/trglG6DZK4= | C:\Temp\vw\test data\ppmd_templates_DNTG3.rvt
ppmd_templates_DNTG3.rvt | DNTG4 - MECHANICAL DESIGN | FALSE | Winter Temp¦F | Temp_Winter_F | TRUE | b4f9888f-41ad-47ef-a6af-145b3de732c9 | lXzYEZnZ9Cr0xWn5cBSP9VR76GFx5xCE/trglG6DZK4= | C:\Temp\vw\test data\ppmd_templates_DNTG3.rvt | 68
ppmd_templates_DNTG3.rvt | DNTG4 - MECHANICAL DESIGN | FALSE | Winter Temp¦C | Temp_Winter_C | FALSE |  | lXzYEZnZ9Cr0xWn5cBSP9VR76GFx5xCE/trglG6DZK4= | C:\Temp\vw\test data\ppmd_templates_DNTG3.rvt | 20
ppmd_templates_DNTG3.rvt | DNTG4 - MECHANICAL DESIGN | FALSE | Winter Temp¦Note | Temp_Winter_Note | TRUE | aacd83fc-f530-464e-b089-01667d3c52cd | lXzYEZnZ9Cr0xWn5cBSP9VR76GFx5xCE/trglG6DZK4= | C:\Temp\vw\test data\ppmd_templates_DNTG3.rvt
ppmd_templates_DNTG3.rvt | DNTG4 - MECHANICAL DESIGN | FALSE | Max Relative Humidity | Relative_Humidity | TRUE | 36ead6c1-4384-4a65-8654-06a60aef94cb | lXzYEZnZ9Cr0xWn5cBSP9VR76GFx5xCE/trglG6DZK4= | C:\Temp\vw\test data\ppmd_templates_DNTG3.rvt
ppmd_templates_DNTG3.rvt | DNTG4 - MECHANICAL DESIGN | FALSE | Filtration¦Interm % | Filtration_Inter_% | TRUE | 4f03ad65-f905-419e-a0cf-8f58fe921fbc | lXzYEZnZ9Cr0xWn5cBSP9VR76GFx5xCE/trglG6DZK4= | C:\Temp\vw\test data\ppmd_templates_DNTG3.rvt
ppmd_templates_DNTG3.rvt | DNTG4 - MECHANICAL DESIGN | FALSE | Filtration¦Final % | Filtration_Final_% | TRUE | cc736e5f-46f5-476a-8d0a-ceb32d8d4e5a | lXzYEZnZ9Cr0xWn5cBSP9VR76GFx5xCE/trglG6DZK4= | C:\Temp\vw\test data\ppmd_templates_DNTG3.rvt
ppmd_templates_DNTG3.rvt | DNTG4 - MECHANICAL DESIGN | FALSE | Notes | Mech_Notes | TRUE | a32df790-0ab9-4c4a-b19c-511c2eef6d56 | lXzYEZnZ9Cr0xWn5cBSP9VR76GFx5xCE/trglG6DZK4= | C:\Temp\vw\test data\ppmd_templates_DNTG3.rvt
ppmd_templates_DNTG3.rvt | DNTG4 - MEDICAL GAS DESIGN | FALSE | MCA | MedGas_MCA | TRUE | 3b23ea7f-b9f1-4749-8a2b-eb6a4fab4cdc | lXzYEZnZ9Cr0xWn5cBSP9VR76GFx5xCE/trglG6DZK4= | C:\Temp\vw\test data\ppmd_templates_DNTG3.rvt | -
ppmd_templates_DNTG3.rvt | DNTG4 - MEDICAL GAS DESIGN | FALSE | DCA | MedGas_DCA | TRUE | 20dc9c73-7465-4e8a-8300-4a8b5a46a91c | lXzYEZnZ9Cr0xWn5cBSP9VR76GFx5xCE/trglG6DZK4= | C:\Temp\vw\test data\ppmd_templates_DNTG3.rvt | 2
ppmd_templates_DNTG3.rvt | DNTG4 - MEDICAL GAS DESIGN | FALSE | LA | MedGas_LA | TRUE | 99801083-d820-4c5f-ad07-ab168e1bbda0 | lXzYEZnZ9Cr0xWn5cBSP9VR76GFx5xCE/trglG6DZK4= | C:\Temp\vw\test data\ppmd_templates_DNTG3.rvt | -
ppmd_templates_DNTG3.rvt | DNTG4 - MEDICAL GAS DESIGN | FALSE | PA | MedGas_PA | TRUE | 55793ba6-1647-428e-86f6-5ce4153c7f2e | lXzYEZnZ9Cr0xWn5cBSP9VR76GFx5xCE/trglG6DZK4= | C:\Temp\vw\test data\ppmd_templates_DNTG3.rvt | -
ppmd_templates_DNTG3.rvt | DNTG4 - MEDICAL GAS DESIGN | FALSE | MV | MedGas_MV | TRUE | 0a0bec6d-9172-4a2c-9fb3-7616a08f677a | lXzYEZnZ9Cr0xWn5cBSP9VR76GFx5xCE/trglG6DZK4= | C:\Temp\vw\test data\ppmd_templates_DNTG3.rvt | -
ppmd_templates_DNTG3.rvt | DNTG4 - MEDICAL GAS DESIGN | FALSE | DHV | MedGas_DHV | TRUE | 79779898-9917-494b-a027-0013b44e14f1 | lXzYEZnZ9Cr0xWn5cBSP9VR76GFx5xCE/trglG6DZK4= | C:\Temp\vw\test data\ppmd_templates_DNTG3.rvt | -
ppmd_templates_DNTG3.rvt | DNTG4 - MEDICAL GAS DESIGN | FALSE | DLV | MedGas_DLV | TRUE | bcdcef93-2e56-440a-a8f7-e9973eadba59 | lXzYEZnZ9Cr0xWn5cBSP9VR76GFx5xCE/trglG6DZK4= | C:\Temp\vw\test data\ppmd_templates_DNTG3.rvt | 2
ppmd_templates_DNTG3.rvt | DNTG4 - MEDICAL GAS DESIGN | FALSE | LDE | MedGas_LDE | TRUE | cc6496eb-fa04-4455-81d4-1dfb1e6aaa52 | lXzYEZnZ9Cr0xWn5cBSP9VR76GFx5xCE/trglG6DZK4= | C:\Temp\vw\test data\ppmd_templates_DNTG3.rvt | -
ppmd_templates_DNTG3.rvt | DNTG4 - MEDICAL GAS DESIGN | FALSE | OX | MedGas_OX | TRUE | 59f6c2e0-639e-4476-adf0-a5c19b1199db | lXzYEZnZ9Cr0xWn5cBSP9VR76GFx5xCE/trglG6DZK4= | C:\Temp\vw\test data\ppmd_templates_DNTG3.rvt | -
ppmd_templates_DNTG3.rvt | DNTG4 - MEDICAL GAS DESIGN | FALSE | NO | MedGas_NO | TRUE | 1f31b342-99ad-494b-90ce-f27b8fc04b75 | lXzYEZnZ9Cr0xWn5cBSP9VR76GFx5xCE/trglG6DZK4= | C:\Temp\vw\test data\ppmd_templates_DNTG3.rvt | -
ppmd_templates_DNTG3.rvt | DNTG4 - MEDICAL GAS DESIGN | FALSE | NI | MedGas_NI | TRUE | ea24567d-1f4e-45f9-907f-a79ef8b323b1 | lXzYEZnZ9Cr0xWn5cBSP9VR76GFx5xCE/trglG6DZK4= | C:\Temp\vw\test data\ppmd_templates_DNTG3.rvt | -
ppmd_templates_DNTG3.rvt | DNTG4 - MEDICAL GAS DESIGN | FALSE | WAGD | MedGas_WAGD | TRUE | 1aa3572e-5073-44b4-acb3-ff8739230b69 | lXzYEZnZ9Cr0xWn5cBSP9VR76GFx5xCE/trglG6DZK4= | C:\Temp\vw\test data\ppmd_templates_DNTG3.rvt | -
ppmd_templates_DNTG3.rvt | DNTG4 - MEDICAL GAS DESIGN | FALSE | Notes1 | MedGas_Notes | TRUE | 69d1283f-21ef-46f3-9ebb-e36d00ef4da3 | lXzYEZnZ9Cr0xWn5cBSP9VR76GFx5xCE/trglG6DZK4= | C:\Temp\vw\test data\ppmd_templates_DNTG3.rvt | K
ppmd_templates_DNTG3.rvt | DNTG4 - MEDICAL GAS DESIGN | FALSE | Notes2 | MedGas_Notes2 | TRUE | 867f4341-094b-4cc7-b128-8c28392e09cd | lXzYEZnZ9Cr0xWn5cBSP9VR76GFx5xCE/trglG6DZK4= | C:\Temp\vw\test data\ppmd_templates_DNTG3.rvt
ppmd_templates_DNTG3.rvt | DNTG4 - STRUCTURAL DESIGN | FALSE | Structural Load¦psf | Str_FloorLoad_psf | TRUE | 654b90c9-d71e-4bcd-9f27-a1532becca95 | lXzYEZnZ9Cr0xWn5cBSP9VR76GFx5xCE/trglG6DZK4= | C:\Temp\vw\test data\ppmd_templates_DNTG3.rvt | 60
ppmd_templates_DNTG3.rvt | DNTG4 - STRUCTURAL DESIGN | FALSE | Structural Load¦kPA | Str_FloorLoad_kPA | FALSE |  | lXzYEZnZ9Cr0xWn5cBSP9VR76GFx5xCE/trglG6DZK4= | C:\Temp\vw\test data\ppmd_templates_DNTG3.rvt | 3
ppmd_templates_DNTG3.rvt | DNTG4 - STRUCTURAL DESIGN | FALSE | Notes | Str_Notes | TRUE | 509b36e6-cf53-4158-b357-61e3cedd6faa | lXzYEZnZ9Cr0xWn5cBSP9VR76GFx5xCE/trglG6DZK4= | C:\Temp\vw\test data\ppmd_templates_DNTG3.rvt
ppmd_templates_DNTG4.rvt | DNTG4 - DATA/TELEPHONE EQUIPMENT | FALSE | JSN | JSN | TRUE | 8632cd76-2ab9-457d-8db7-39197de446a2 | 0j9mkrQ+q4PFLFf5DaDNT1Po/FQe1Q7oYYDdLrmj5S8= | C:\Temp\vw\test data\ppmd_templates_DNTG4.rvt
ppmd_templates_DNTG4.rvt | DNTG4 - DATA/TELEPHONE EQUIPMENT | FALSE | Nomenclature | Nomenclature | TRUE | f004b755-1952-4a21-a1c1-98f41ef6a86c | 0j9mkrQ+q4PFLFf5DaDNT1Po/FQe1Q7oYYDdLrmj5S8= | C:\Temp\vw\test data\ppmd_templates_DNTG4.rvt
ppmd_templates_DNTG4.rvt | DNTG4 - DATA/TELEPHONE EQUIPMENT | FALSE | Qty | Count | FALSE |  | 0j9mkrQ+q4PFLFf5DaDNT1Po/FQe1Q7oYYDdLrmj5S8= | C:\Temp\vw\test data\ppmd_templates_DNTG4.rvt
ppmd_templates_DNTG4.rvt | DNTG4 - DATA/TELEPHONE EQUIPMENT | FALSE | Logistics¦AR | CAT_Army | TRUE | fa0e0053-bcc4-42e8-881f-6a4690f994c9 | 0j9mkrQ+q4PFLFf5DaDNT1Po/FQe1Q7oYYDdLrmj5S8= | C:\Temp\vw\test data\ppmd_templates_DNTG4.rvt
ppmd_templates_DNTG4.rvt | DNTG4 - DATA/TELEPHONE EQUIPMENT | FALSE | Logistics¦NA | CAT_Navy | TRUE | 183e77a6-b75d-41a5-8f81-f6abfee236ec | 0j9mkrQ+q4PFLFf5DaDNT1Po/FQe1Q7oYYDdLrmj5S8= | C:\Temp\vw\test data\ppmd_templates_DNTG4.rvt
ppmd_templates_DNTG4.rvt | DNTG4 - DATA/TELEPHONE EQUIPMENT | FALSE | Logistics¦AF | CAT_AF | TRUE | 053816d3-2f83-4e72-9b30-0a25ff75573f | 0j9mkrQ+q4PFLFf5DaDNT1Po/FQe1Q7oYYDdLrmj5S8= | C:\Temp\vw\test data\ppmd_templates_DNTG4.rvt
ppmd_templates_DNTG4.rvt | DNTG4 - DATA/TELEPHONE EQUIPMENT | FALSE | Logistics¦VA | CAT_VA | TRUE | abab06e0-bc20-4958-a9a7-acf73c376614 | 0j9mkrQ+q4PFLFf5DaDNT1Po/FQe1Q7oYYDdLrmj5S8= | C:\Temp\vw\test data\ppmd_templates_DNTG4.rvt
ppmd_templates_DNTG4.rvt | DNTG4 - DOOR SCHEDULE | FALSE | Mark | Construction Type | FALSE |  | 0j9mkrQ+q4PFLFf5DaDNT1Po/FQe1Q7oYYDdLrmj5S8= | C:\Temp\vw\test data\ppmd_templates_DNTG4.rvt
ppmd_templates_DNTG4.rvt | DNTG4 - DOOR SCHEDULE | FALSE | Type | Family | FALSE |  | 0j9mkrQ+q4PFLFf5DaDNT1Po/FQe1Q7oYYDdLrmj5S8= | C:\Temp\vw\test data\ppmd_templates_DNTG4.rvt
ppmd_templates_DNTG4.rvt | DNTG4 - DOOR SCHEDULE | FALSE | Count | Count | FALSE |  | 0j9mkrQ+q4PFLFf5DaDNT1Po/FQe1Q7oYYDdLrmj5S8= | C:\Temp\vw\test data\ppmd_templates_DNTG4.rvt
ppmd_templates_DNTG4.rvt | DNTG4 - DOOR SCHEDULE | FALSE | Height¦ft - in | Height | FALSE |  | 0j9mkrQ+q4PFLFf5DaDNT1Po/FQe1Q7oYYDdLrmj5S8= | C:\Temp\vw\test data\ppmd_templates_DNTG4.rvt
ppmd_templates_DNTG4.rvt | DNTG4 - DOOR SCHEDULE | FALSE | Width¦ft - in | Width | FALSE |  | 0j9mkrQ+q4PFLFf5DaDNT1Po/FQe1Q7oYYDdLrmj5S8= | C:\Temp\vw\test data\ppmd_templates_DNTG4.rvt
ppmd_templates_DNTG4.rvt | DNTG4 - DOOR SCHEDULE | FALSE | Notes | Type Comments | FALSE |  | 0j9mkrQ+q4PFLFf5DaDNT1Po/FQe1Q7oYYDdLrmj5S8= | C:\Temp\vw\test data\ppmd_templates_DNTG4.rvt
ppmd_templates_DNTG4.rvt | DNTG4 - ELECTRICAL DESIGN | FALSE | Lighting¦LUX1 | Light_Level_LUX | TRUE | fc853981-f613-4f05-81bd-e48fb947424b | 0j9mkrQ+q4PFLFf5DaDNT1Po/FQe1Q7oYYDdLrmj5S8= | C:\Temp\vw\test data\ppmd_templates_DNTG4.rvt | 1600
ppmd_templates_DNTG4.rvt | DNTG4 - ELECTRICAL DESIGN | FALSE | Lighting¦Footcandles1 | Light_Level_FC | FALSE |  | 0j9mkrQ+q4PFLFf5DaDNT1Po/FQe1Q7oYYDdLrmj5S8= | C:\Temp\vw\test data\ppmd_templates_DNTG4.rvt | 149
ppmd_templates_DNTG4.rvt | DNTG4 - ELECTRICAL DESIGN | FALSE | Lighting¦LUX2 | Light_Level_LUX2 | TRUE | 172f1cff-58cc-41cd-b888-0e7a81d2bf40 | 0j9mkrQ+q4PFLFf5DaDNT1Po/FQe1Q7oYYDdLrmj5S8= | C:\Temp\vw\test data\ppmd_templates_DNTG4.rvt
ppmd_templates_DNTG4.rvt | DNTG4 - ELECTRICAL DESIGN | FALSE | Lighting¦Footcandles2 | Light_Level_FC2 | FALSE |  | 0j9mkrQ+q4PFLFf5DaDNT1Po/FQe1Q7oYYDdLrmj5S8= | C:\Temp\vw\test data\ppmd_templates_DNTG4.rvt
ppmd_templates_DNTG4.rvt | DNTG4 - ELECTRICAL DESIGN | FALSE | Lighting¦Notes | Light_Notes | TRUE | a36245ac-ea57-45c2-bac5-bed4d04a4f78 | 0j9mkrQ+q4PFLFf5DaDNT1Po/FQe1Q7oYYDdLrmj5S8= | C:\Temp\vw\test data\ppmd_templates_DNTG4.rvt | D
ppmd_templates_DNTG4.rvt | DNTG4 - ELECTRICAL DESIGN | FALSE | Lighting¦Notes2 | Light_Notes2 | TRUE | 6d0b4891-ce4c-45f8-9560-387866098a10 | 0j9mkrQ+q4PFLFf5DaDNT1Po/FQe1Q7oYYDdLrmj5S8= | C:\Temp\vw\test data\ppmd_templates_DNTG4.rvt | F
ppmd_templates_DNTG4.rvt | DNTG4 - ELECTRICAL DESIGN | FALSE | Essential Power¦% Power | ES_Power% | TRUE | 7cbfe71a-865f-4cf4-b400-c67e3939439b | 0j9mkrQ+q4PFLFf5DaDNT1Po/FQe1Q7oYYDdLrmj5S8= | C:\Temp\vw\test data\ppmd_templates_DNTG4.rvt
ppmd_templates_DNTG4.rvt | DNTG4 - ELECTRICAL DESIGN | FALSE | Essential Power¦% Light | ES_Light% | TRUE | af00a8bb-40cb-434a-a7e5-b4140f3c844f | 0j9mkrQ+q4PFLFf5DaDNT1Po/FQe1Q7oYYDdLrmj5S8= | C:\Temp\vw\test data\ppmd_templates_DNTG4.rvt
ppmd_templates_DNTG4.rvt | DNTG4 - ELECTRICAL DESIGN | FALSE | Essential Power¦Notes | ES_Notes | TRUE | 0c3ae867-1060-40b5-bb68-261d16a167a0 | 0j9mkrQ+q4PFLFf5DaDNT1Po/FQe1Q7oYYDdLrmj5S8= | C:\Temp\vw\test data\ppmd_templates_DNTG4.rvt | U
ppmd_templates_DNTG4.rvt | DNTG4 - EQUIPMENT SCHEDULE | TRUE | JSN | JSN | TRUE | 8632cd76-2ab9-457d-8db7-39197de446a2 | 0j9mkrQ+q4PFLFf5DaDNT1Po/FQe1Q7oYYDdLrmj5S8= | C:\Temp\vw\test data\ppmd_templates_DNTG4.rvt | A1066¦A5075¦A5077¦A5080¦A5106¦A5145¦D0670¦D0675¦D0680¦D0685¦D2520¦D3320¦D3380¦D3390¦D3565¦D6155¦D7090¦D8250¦D8850¦D9060¦F2010¦F3200¦M1801¦M4116¦X6600¦X6610
ppmd_templates_DNTG4.rvt | DNTG4 - EQUIPMENT SCHEDULE | TRUE | Nomenclature | Nomenclature | TRUE | f004b755-1952-4a21-a1c1-98f41ef6a86c | 0j9mkrQ+q4PFLFf5DaDNT1Po/FQe1Q7oYYDdLrmj5S8= | C:\Temp\vw\test data\ppmd_templates_DNTG4.rvt | Mirror, Float Glass, With SS Frame¦Dispenser, Soap, Disposable¦Dispenser, Hand Sanitzer, Hands free¦Dispenser, Paper Towel, SS, Surface Mounted¦Waste Disposal Unit, Sharps w/Glove Dispenser¦Hook, Garment, Double, SS, Surface Mounted¦Console, Treatment Unit, Dental Operatory¦Console, Central, Dual Access, Dental Operatory¦Console, Accessory/Side, Dental Operatory¦Cabinet, Storage, Dental Operatory, Wall MNTD¦Cabinet, Mobile, Storage/Assistant, Dental¦Chair, Operating, Dental¦Stool, Operating, Dental, Doctor¦Stool, Operating, Dental, Assistant¦Resin Curing Unit, Visible Light¦Light, Dental, Operating, Ceiling, Column¦Utility Center, Dental, Wall or Floor Mounted¦Delivery System, Dental Operating¦Amalgamator, Dental¦Prophylaxis Unit, Ultrasonic¦Basket, Wastepaper, Step-On¦Clock, Battery, 12" Diameter¦Computer, Microprocessing, w/Flat Panel Monitor¦Monitor, Vital Signs¦Radiographic Unit, Dental, Wall Mounted, 7 mA¦Sensor, Dental Imaging System
ppmd_templates_DNTG4.rvt | DNTG4 - EQUIPMENT SCHEDULE | TRUE | Qty | Count | FALSE |  | 0j9mkrQ+q4PFLFf5DaDNT1Po/FQe1Q7oYYDdLrmj5S8= | C:\Temp\vw\test data\ppmd_templates_DNTG4.rvt | 2¦4¦2¦4¦2¦4¦3¦2¦2¦2¦3¦3¦3¦3¦3¦3¦3¦3¦3¦3¦5¦3¦3¦3¦2¦6
ppmd_templates_DNTG4.rvt | DNTG4 - EQUIPMENT SCHEDULE | TRUE | LF | CustomLength | TRUE | f338df87-67c7-40c3-b0e8-6ebb5a3fe5b8 | 0j9mkrQ+q4PFLFf5DaDNT1Po/FQe1Q7oYYDdLrmj5S8= | C:\Temp\vw\test data\ppmd_templates_DNTG4.rvt
ppmd_templates_DNTG4.rvt | DNTG4 - EQUIPMENT SCHEDULE | TRUE | Logistics¦AR | CAT_Army | TRUE | fa0e0053-bcc4-42e8-881f-6a4690f994c9 | 0j9mkrQ+q4PFLFf5DaDNT1Po/FQe1Q7oYYDdLrmj5S8= | C:\Temp\vw\test data\ppmd_templates_DNTG4.rvt | A¦C¦C¦A¦C¦A¦A¦A¦A¦A¦C¦C¦C¦C¦C¦A¦A¦C¦C¦C¦C¦C¦C¦C¦C¦C
ppmd_templates_DNTG4.rvt | DNTG4 - EQUIPMENT SCHEDULE | TRUE | Logistics¦NA | CAT_Navy | TRUE | 183e77a6-b75d-41a5-8f81-f6abfee236ec | 0j9mkrQ+q4PFLFf5DaDNT1Po/FQe1Q7oYYDdLrmj5S8= | C:\Temp\vw\test data\ppmd_templates_DNTG4.rvt | A¦C¦C¦A¦A¦A¦A¦A¦A¦A¦C¦C¦C¦C¦C¦A¦A¦C¦C¦C¦C¦C¦C¦C¦C¦C
ppmd_templates_DNTG4.rvt | DNTG4 - EQUIPMENT SCHEDULE | TRUE | Logistics¦AF | CAT_AF | TRUE | 053816d3-2f83-4e72-9b30-0a25ff75573f | 0j9mkrQ+q4PFLFf5DaDNT1Po/FQe1Q7oYYDdLrmj5S8= | C:\Temp\vw\test data\ppmd_templates_DNTG4.rvt | A¦C¦C¦A¦C¦A¦A¦A¦A¦A¦C¦C¦C¦C¦C¦A¦-¦C¦C¦C¦C¦C¦C¦C¦-¦C
ppmd_templates_DNTG4.rvt | DNTG4 - EQUIPMENT SCHEDULE | TRUE | Logistics¦VA | CAT_VA | TRUE | abab06e0-bc20-4958-a9a7-acf73c376614 | 0j9mkrQ+q4PFLFf5DaDNT1Po/FQe1Q7oYYDdLrmj5S8= | C:\Temp\vw\test data\ppmd_templates_DNTG4.rvt | A¦C¦C¦A¦C¦A¦A¦A¦A¦A¦C¦C¦C¦C¦C¦A¦-¦C¦C¦C¦C¦C¦C¦C¦-¦C
ppmd_templates_DNTG4.rvt | DNTG4 - EQUIPMENT SCHEDULE | TRUE | Utilities¦1 | UTIL_1_WaterDrain | TRUE | 594b780e-c62e-473b-9f66-4d3db2fa1b7f | 0j9mkrQ+q4PFLFf5DaDNT1Po/FQe1Q7oYYDdLrmj5S8= | C:\Temp\vw\test data\ppmd_templates_DNTG4.rvt | -¦-¦-¦-¦-¦-¦D¦-¦D¦-¦-¦B¦-¦-¦-¦-¦B¦B¦-¦J¦-¦-¦-¦-¦-¦-
ppmd_templates_DNTG4.rvt | DNTG4 - EQUIPMENT SCHEDULE | TRUE | Utilities¦2 | UTIL_2_Elec | TRUE | 28082216-138e-4a2f-9824-e96dbd7e3cd0 | 0j9mkrQ+q4PFLFf5DaDNT1Po/FQe1Q7oYYDdLrmj5S8= | C:\Temp\vw\test data\ppmd_templates_DNTG4.rvt | -¦-¦-¦-¦-¦-¦A¦-¦A¦-¦-¦A¦-¦-¦A¦F¦A¦B¦A¦A¦-¦-¦A¦A¦A¦-
ppmd_templates_DNTG4.rvt | DNTG4 - EQUIPMENT SCHEDULE | TRUE | Utilities¦3 | UTIL_3_MedGas | TRUE | 22af1ef2-54f0-4b6e-b40a-7064dfb8769c | 0j9mkrQ+q4PFLFf5DaDNT1Po/FQe1Q7oYYDdLrmj5S8= | C:\Temp\vw\test data\ppmd_templates_DNTG4.rvt | -¦-¦-¦-¦-¦-¦-¦-¦-¦-¦-¦H¦-¦-¦-¦-¦H¦H¦-¦D¦-¦-¦-¦-¦-¦-
ppmd_templates_DNTG4.rvt | DNTG4 - EQUIPMENT SCHEDULE | TRUE | Utilities¦4 | UTIL_4_MiscGas | TRUE | 745b8c3e-fd4a-4430-994a-d25826e1e484 | 0j9mkrQ+q4PFLFf5DaDNT1Po/FQe1Q7oYYDdLrmj5S8= | C:\Temp\vw\test data\ppmd_templates_DNTG4.rvt | -¦-¦-¦-¦-¦-¦-¦-¦-¦-¦-¦-¦-¦-¦-¦-¦-¦-¦-¦-¦-¦-¦-¦-¦-¦-
ppmd_templates_DNTG4.rvt | DNTG4 - EQUIPMENT SCHEDULE | TRUE | Utilities¦5 | UTIL_5_NonMedGas | TRUE | 323edf97-d058-44ef-a0fb-1836c80554d8 | 0j9mkrQ+q4PFLFf5DaDNT1Po/FQe1Q7oYYDdLrmj5S8= | C:\Temp\vw\test data\ppmd_templates_DNTG4.rvt | -¦-¦-¦-¦-¦-¦-¦-¦-¦-¦-¦-¦-¦-¦-¦-¦-¦-¦-¦-¦-¦-¦-¦-¦-¦-
ppmd_templates_DNTG4.rvt | DNTG4 - EQUIPMENT SCHEDULE | TRUE | Utilities¦6 | UTIL_6_Misc | TRUE | 38083e2d-8ba3-4868-9752-742b7a4a9586 | 0j9mkrQ+q4PFLFf5DaDNT1Po/FQe1Q7oYYDdLrmj5S8= | C:\Temp\vw\test data\ppmd_templates_DNTG4.rvt | -¦-¦-¦-¦-¦-¦-¦-¦-¦-¦-¦D¦-¦-¦-¦-¦-¦-¦-¦-¦-¦-¦-¦-¦B¦-
ppmd_templates_DNTG4.rvt | DNTG4 - INTERIOR DESIGN | FALSE | Floor Finish¦Preferred | Floor Finish | FALSE |  | 0j9mkrQ+q4PFLFf5DaDNT1Po/FQe1Q7oYYDdLrmj5S8= | C:\Temp\vw\test data\ppmd_templates_DNTG4.rvt
ppmd_templates_DNTG4.rvt | DNTG4 - INTERIOR DESIGN | FALSE | Floor Finish¦Alternate | Floor Finish2 | TRUE | 4030719d-a272-441a-8bfa-d5eb510a1687 | 0j9mkrQ+q4PFLFf5DaDNT1Po/FQe1Q7oYYDdLrmj5S8= | C:\Temp\vw\test data\ppmd_templates_DNTG4.rvt
ppmd_templates_DNTG4.rvt | DNTG4 - INTERIOR DESIGN | FALSE | Wall Finish¦Preferred | Wall Finish | FALSE |  | 0j9mkrQ+q4PFLFf5DaDNT1Po/FQe1Q7oYYDdLrmj5S8= | C:\Temp\vw\test data\ppmd_templates_DNTG4.rvt
ppmd_templates_DNTG4.rvt | DNTG4 - INTERIOR DESIGN | FALSE | Wall Finish¦Alternate | Wall Finish2 | TRUE | 5a49d499-57b3-4e1f-afc0-4c041c862be1 | 0j9mkrQ+q4PFLFf5DaDNT1Po/FQe1Q7oYYDdLrmj5S8= | C:\Temp\vw\test data\ppmd_templates_DNTG4.rvt
ppmd_templates_DNTG4.rvt | DNTG4 - INTERIOR DESIGN | FALSE | Ceiling Finish¦Preferred | Ceiling Finish | FALSE |  | 0j9mkrQ+q4PFLFf5DaDNT1Po/FQe1Q7oYYDdLrmj5S8= | C:\Temp\vw\test data\ppmd_templates_DNTG4.rvt
ppmd_templates_DNTG4.rvt | DNTG4 - INTERIOR DESIGN | FALSE | Ceiling Finish¦Alternate | Ceiling Finish2 | TRUE | acb31fd1-378b-4329-97b0-400ae39b5bc4 | 0j9mkrQ+q4PFLFf5DaDNT1Po/FQe1Q7oYYDdLrmj5S8= | C:\Temp\vw\test data\ppmd_templates_DNTG4.rvt
ppmd_templates_DNTG4.rvt | DNTG4 - INTERIOR DESIGN | FALSE | Room Height¦ft - in | Ceiling_Hgt_IP | TRUE | 9f14ca4f-2465-4385-a17c-7aa549f64c09 | 0j9mkrQ+q4PFLFf5DaDNT1Po/FQe1Q7oYYDdLrmj5S8= | C:\Temp\vw\test data\ppmd_templates_DNTG4.rvt
ppmd_templates_DNTG4.rvt | DNTG4 - INTERIOR DESIGN | FALSE | Room Noise¦Min NC | Noise_NC_MIN | TRUE | 8c49df6c-7d6b-49fd-9459-f57d0921d704 | 0j9mkrQ+q4PFLFf5DaDNT1Po/FQe1Q7oYYDdLrmj5S8= | C:\Temp\vw\test data\ppmd_templates_DNTG4.rvt
ppmd_templates_DNTG4.rvt | DNTG4 - INTERIOR DESIGN | FALSE | Room Noise¦Max NC | Noise_NC_MAX | TRUE | 629b571a-1c14-443c-b8e8-1130b5edb513 | 0j9mkrQ+q4PFLFf5DaDNT1Po/FQe1Q7oYYDdLrmj5S8= | C:\Temp\vw\test data\ppmd_templates_DNTG4.rvt
ppmd_templates_DNTG4.rvt | DNTG4 - INTERIOR DESIGN | FALSE | Room Noise¦SC | Noise_SC | TRUE | 44bf9cd1-070a-432c-87d9-26a3211cfe07 | 0j9mkrQ+q4PFLFf5DaDNT1Po/FQe1Q7oYYDdLrmj5S8= | C:\Temp\vw\test data\ppmd_templates_DNTG4.rvt
ppmd_templates_DNTG4.rvt | DNTG4 - MECHANICAL DESIGN | FALSE | Air Balance | Air_Balance | TRUE | 587b3cf9-4450-4d95-b8ef-0e93665dbd91 | 0j9mkrQ+q4PFLFf5DaDNT1Po/FQe1Q7oYYDdLrmj5S8= | C:\Temp\vw\test data\ppmd_templates_DNTG4.rvt
ppmd_templates_DNTG4.rvt | DNTG4 - MECHANICAL DESIGN | FALSE | Air Changes Total | Air_Changes_Total | TRUE | 3988d7f3-0f28-4410-866c-5bc65e1d842a | 0j9mkrQ+q4PFLFf5DaDNT1Po/FQe1Q7oYYDdLrmj5S8= | C:\Temp\vw\test data\ppmd_templates_DNTG4.rvt
ppmd_templates_DNTG4.rvt | DNTG4 - MECHANICAL DESIGN | FALSE | Air Changes OA | Air_Changes_OA | TRUE | b7af949f-3b64-4f85-9391-d9f17dcaad1e | 0j9mkrQ+q4PFLFf5DaDNT1Po/FQe1Q7oYYDdLrmj5S8= | C:\Temp\vw\test data\ppmd_templates_DNTG4.rvt
ppmd_templates_DNTG4.rvt | DNTG4 - MECHANICAL DESIGN | FALSE | 100% Exhaust Air | Exhaust_Air_100% | TRUE | 62b97784-583b-47d5-90a3-a90bbb961b6e | 0j9mkrQ+q4PFLFf5DaDNT1Po/FQe1Q7oYYDdLrmj5S8= | C:\Temp\vw\test data\ppmd_templates_DNTG4.rvt
ppmd_templates_DNTG4.rvt | DNTG4 - MECHANICAL DESIGN | FALSE | Summer Temp¦F | Temp_Summer_F | TRUE | 1cbf6964-bd0f-4852-b367-ef4828e2e2cc | 0j9mkrQ+q4PFLFf5DaDNT1Po/FQe1Q7oYYDdLrmj5S8= | C:\Temp\vw\test data\ppmd_templates_DNTG4.rvt
ppmd_templates_DNTG4.rvt | DNTG4 - MECHANICAL DESIGN | FALSE | Summer Temp¦C | Temp_Summer_C | FALSE |  | 0j9mkrQ+q4PFLFf5DaDNT1Po/FQe1Q7oYYDdLrmj5S8= | C:\Temp\vw\test data\ppmd_templates_DNTG4.rvt
ppmd_templates_DNTG4.rvt | DNTG4 - MECHANICAL DESIGN | FALSE | Summer Temp¦Note | Temp_Summer_Note | TRUE | 6248fa3c-bb43-4e1c-91bb-60e102e573b7 | 0j9mkrQ+q4PFLFf5DaDNT1Po/FQe1Q7oYYDdLrmj5S8= | C:\Temp\vw\test data\ppmd_templates_DNTG4.rvt
ppmd_templates_DNTG4.rvt | DNTG4 - MECHANICAL DESIGN | FALSE | Winter Temp¦F | Temp_Winter_F | TRUE | b4f9888f-41ad-47ef-a6af-145b3de732c9 | 0j9mkrQ+q4PFLFf5DaDNT1Po/FQe1Q7oYYDdLrmj5S8= | C:\Temp\vw\test data\ppmd_templates_DNTG4.rvt
ppmd_templates_DNTG4.rvt | DNTG4 - MECHANICAL DESIGN | FALSE | Winter Temp¦C | Temp_Winter_C | FALSE |  | 0j9mkrQ+q4PFLFf5DaDNT1Po/FQe1Q7oYYDdLrmj5S8= | C:\Temp\vw\test data\ppmd_templates_DNTG4.rvt
ppmd_templates_DNTG4.rvt | DNTG4 - MECHANICAL DESIGN | FALSE | Winter Temp¦Note | Temp_Winter_Note | TRUE | aacd83fc-f530-464e-b089-01667d3c52cd | 0j9mkrQ+q4PFLFf5DaDNT1Po/FQe1Q7oYYDdLrmj5S8= | C:\Temp\vw\test data\ppmd_templates_DNTG4.rvt
ppmd_templates_DNTG4.rvt | DNTG4 - MECHANICAL DESIGN | FALSE | Max Relative Humidity | Relative_Humidity | TRUE | 36ead6c1-4384-4a65-8654-06a60aef94cb | 0j9mkrQ+q4PFLFf5DaDNT1Po/FQe1Q7oYYDdLrmj5S8= | C:\Temp\vw\test data\ppmd_templates_DNTG4.rvt
ppmd_templates_DNTG4.rvt | DNTG4 - MECHANICAL DESIGN | FALSE | Filtration¦Interm % | Filtration_Inter_% | TRUE | 4f03ad65-f905-419e-a0cf-8f58fe921fbc | 0j9mkrQ+q4PFLFf5DaDNT1Po/FQe1Q7oYYDdLrmj5S8= | C:\Temp\vw\test data\ppmd_templates_DNTG4.rvt
ppmd_templates_DNTG4.rvt | DNTG4 - MECHANICAL DESIGN | FALSE | Filtration¦Final % | Filtration_Final_% | TRUE | cc736e5f-46f5-476a-8d0a-ceb32d8d4e5a | 0j9mkrQ+q4PFLFf5DaDNT1Po/FQe1Q7oYYDdLrmj5S8= | C:\Temp\vw\test data\ppmd_templates_DNTG4.rvt
ppmd_templates_DNTG4.rvt | DNTG4 - MECHANICAL DESIGN | FALSE | Notes | Mech_Notes | TRUE | a32df790-0ab9-4c4a-b19c-511c2eef6d56 | 0j9mkrQ+q4PFLFf5DaDNT1Po/FQe1Q7oYYDdLrmj5S8= | C:\Temp\vw\test data\ppmd_templates_DNTG4.rvt
ppmd_templates_DNTG4.rvt | DNTG4 - MEDICAL GAS DESIGN | FALSE | MCA | MedGas_MCA | TRUE | 3b23ea7f-b9f1-4749-8a2b-eb6a4fab4cdc | 0j9mkrQ+q4PFLFf5DaDNT1Po/FQe1Q7oYYDdLrmj5S8= | C:\Temp\vw\test data\ppmd_templates_DNTG4.rvt
ppmd_templates_DNTG4.rvt | DNTG4 - MEDICAL GAS DESIGN | FALSE | DCA | MedGas_DCA | TRUE | 20dc9c73-7465-4e8a-8300-4a8b5a46a91c | 0j9mkrQ+q4PFLFf5DaDNT1Po/FQe1Q7oYYDdLrmj5S8= | C:\Temp\vw\test data\ppmd_templates_DNTG4.rvt
ppmd_templates_DNTG4.rvt | DNTG4 - MEDICAL GAS DESIGN | FALSE | LA | MedGas_LA | TRUE | 99801083-d820-4c5f-ad07-ab168e1bbda0 | 0j9mkrQ+q4PFLFf5DaDNT1Po/FQe1Q7oYYDdLrmj5S8= | C:\Temp\vw\test data\ppmd_templates_DNTG4.rvt
ppmd_templates_DNTG4.rvt | DNTG4 - MEDICAL GAS DESIGN | FALSE | PA | MedGas_PA | TRUE | 55793ba6-1647-428e-86f6-5ce4153c7f2e | 0j9mkrQ+q4PFLFf5DaDNT1Po/FQe1Q7oYYDdLrmj5S8= | C:\Temp\vw\test data\ppmd_templates_DNTG4.rvt
ppmd_templates_DNTG4.rvt | DNTG4 - MEDICAL GAS DESIGN | FALSE | MV | MedGas_MV | TRUE | 0a0bec6d-9172-4a2c-9fb3-7616a08f677a | 0j9mkrQ+q4PFLFf5DaDNT1Po/FQe1Q7oYYDdLrmj5S8= | C:\Temp\vw\test data\ppmd_templates_DNTG4.rvt
ppmd_templates_DNTG4.rvt | DNTG4 - MEDICAL GAS DESIGN | FALSE | DHV | MedGas_DHV | TRUE | 79779898-9917-494b-a027-0013b44e14f1 | 0j9mkrQ+q4PFLFf5DaDNT1Po/FQe1Q7oYYDdLrmj5S8= | C:\Temp\vw\test data\ppmd_templates_DNTG4.rvt
ppmd_templates_DNTG4.rvt | DNTG4 - MEDICAL GAS DESIGN | FALSE | DLV | MedGas_DLV | TRUE | bcdcef93-2e56-440a-a8f7-e9973eadba59 | 0j9mkrQ+q4PFLFf5DaDNT1Po/FQe1Q7oYYDdLrmj5S8= | C:\Temp\vw\test data\ppmd_templates_DNTG4.rvt
ppmd_templates_DNTG4.rvt | DNTG4 - MEDICAL GAS DESIGN | FALSE | LDE | MedGas_LDE | TRUE | cc6496eb-fa04-4455-81d4-1dfb1e6aaa52 | 0j9mkrQ+q4PFLFf5DaDNT1Po/FQe1Q7oYYDdLrmj5S8= | C:\Temp\vw\test data\ppmd_templates_DNTG4.rvt
ppmd_templates_DNTG4.rvt | DNTG4 - MEDICAL GAS DESIGN | FALSE | OX | MedGas_OX | TRUE | 59f6c2e0-639e-4476-adf0-a5c19b1199db | 0j9mkrQ+q4PFLFf5DaDNT1Po/FQe1Q7oYYDdLrmj5S8= | C:\Temp\vw\test data\ppmd_templates_DNTG4.rvt
ppmd_templates_DNTG4.rvt | DNTG4 - MEDICAL GAS DESIGN | FALSE | NO | MedGas_NO | TRUE | 1f31b342-99ad-494b-90ce-f27b8fc04b75 | 0j9mkrQ+q4PFLFf5DaDNT1Po/FQe1Q7oYYDdLrmj5S8= | C:\Temp\vw\test data\ppmd_templates_DNTG4.rvt
ppmd_templates_DNTG4.rvt | DNTG4 - MEDICAL GAS DESIGN | FALSE | NI | MedGas_NI | TRUE | ea24567d-1f4e-45f9-907f-a79ef8b323b1 | 0j9mkrQ+q4PFLFf5DaDNT1Po/FQe1Q7oYYDdLrmj5S8= | C:\Temp\vw\test data\ppmd_templates_DNTG4.rvt
ppmd_templates_DNTG4.rvt | DNTG4 - MEDICAL GAS DESIGN | FALSE | WAGD | MedGas_WAGD | TRUE | 1aa3572e-5073-44b4-acb3-ff8739230b69 | 0j9mkrQ+q4PFLFf5DaDNT1Po/FQe1Q7oYYDdLrmj5S8= | C:\Temp\vw\test data\ppmd_templates_DNTG4.rvt
ppmd_templates_DNTG4.rvt | DNTG4 - MEDICAL GAS DESIGN | FALSE | Notes1 | MedGas_Notes | TRUE | 69d1283f-21ef-46f3-9ebb-e36d00ef4da3 | 0j9mkrQ+q4PFLFf5DaDNT1Po/FQe1Q7oYYDdLrmj5S8= | C:\Temp\vw\test data\ppmd_templates_DNTG4.rvt
ppmd_templates_DNTG4.rvt | DNTG4 - MEDICAL GAS DESIGN | FALSE | Notes2 | MedGas_Notes2 | TRUE | 867f4341-094b-4cc7-b128-8c28392e09cd | 0j9mkrQ+q4PFLFf5DaDNT1Po/FQe1Q7oYYDdLrmj5S8= | C:\Temp\vw\test data\ppmd_templates_DNTG4.rvt
ppmd_templates_DNTG4.rvt | DNTG4 - STRUCTURAL DESIGN | FALSE | Structural Load¦psf | Str_FloorLoad_psf | TRUE | 654b90c9-d71e-4bcd-9f27-a1532becca95 | 0j9mkrQ+q4PFLFf5DaDNT1Po/FQe1Q7oYYDdLrmj5S8= | C:\Temp\vw\test data\ppmd_templates_DNTG4.rvt
ppmd_templates_DNTG4.rvt | DNTG4 - STRUCTURAL DESIGN | FALSE | Structural Load¦kPA | Str_FloorLoad_kPA | FALSE |  | 0j9mkrQ+q4PFLFf5DaDNT1Po/FQe1Q7oYYDdLrmj5S8= | C:\Temp\vw\test data\ppmd_templates_DNTG4.rvt
ppmd_templates_DNTG4.rvt | DNTG4 - STRUCTURAL DESIGN | FALSE | Notes | Str_Notes | TRUE | 509b36e6-cf53-4158-b357-61e3cedd6faa | 0j9mkrQ+q4PFLFf5DaDNT1Po/FQe1Q7oYYDdLrmj5S8= | C:\Temp\vw\test data\ppmd_templates_DNTG4.rvt
ppmd_templates_DNTP1.rvt | DNTP1 - DATA/TELEPHONE EQUIPMENT | FALSE | JSN | JSN | TRUE | 8632cd76-2ab9-457d-8db7-39197de446a2 | TWiQP0hkZ6zW3cIgVUw6wqVb0PA1UG+oPyB2tQJWyb0= | C:\Temp\vw\test data\ppmd_templates_DNTP1.rvt
ppmd_templates_DNTP1.rvt | DNTP1 - DATA/TELEPHONE EQUIPMENT | FALSE | Nomenclature | Nomenclature | TRUE | f004b755-1952-4a21-a1c1-98f41ef6a86c | TWiQP0hkZ6zW3cIgVUw6wqVb0PA1UG+oPyB2tQJWyb0= | C:\Temp\vw\test data\ppmd_templates_DNTP1.rvt
ppmd_templates_DNTP1.rvt | DNTP1 - DATA/TELEPHONE EQUIPMENT | FALSE | Qty | Count | FALSE |  | TWiQP0hkZ6zW3cIgVUw6wqVb0PA1UG+oPyB2tQJWyb0= | C:\Temp\vw\test data\ppmd_templates_DNTP1.rvt
ppmd_templates_DNTP1.rvt | DNTP1 - DATA/TELEPHONE EQUIPMENT | FALSE | Logistics¦AR | CAT_Army | TRUE | fa0e0053-bcc4-42e8-881f-6a4690f994c9 | TWiQP0hkZ6zW3cIgVUw6wqVb0PA1UG+oPyB2tQJWyb0= | C:\Temp\vw\test data\ppmd_templates_DNTP1.rvt
ppmd_templates_DNTP1.rvt | DNTP1 - DATA/TELEPHONE EQUIPMENT | FALSE | Logistics¦NA | CAT_Navy | TRUE | 183e77a6-b75d-41a5-8f81-f6abfee236ec | TWiQP0hkZ6zW3cIgVUw6wqVb0PA1UG+oPyB2tQJWyb0= | C:\Temp\vw\test data\ppmd_templates_DNTP1.rvt
ppmd_templates_DNTP1.rvt | DNTP1 - DATA/TELEPHONE EQUIPMENT | FALSE | Logistics¦AF | CAT_AF | TRUE | 053816d3-2f83-4e72-9b30-0a25ff75573f | TWiQP0hkZ6zW3cIgVUw6wqVb0PA1UG+oPyB2tQJWyb0= | C:\Temp\vw\test data\ppmd_templates_DNTP1.rvt
ppmd_templates_DNTP1.rvt | DNTP1 - DATA/TELEPHONE EQUIPMENT | FALSE | Logistics¦VA | CAT_VA | TRUE | abab06e0-bc20-4958-a9a7-acf73c376614 | TWiQP0hkZ6zW3cIgVUw6wqVb0PA1UG+oPyB2tQJWyb0= | C:\Temp\vw\test data\ppmd_templates_DNTP1.rvt
ppmd_templates_DNTP1.rvt | DNTP1 - DOOR SCHEDULE | FALSE | Mark | Construction Type | FALSE |  | TWiQP0hkZ6zW3cIgVUw6wqVb0PA1UG+oPyB2tQJWyb0= | C:\Temp\vw\test data\ppmd_templates_DNTP1.rvt | A
ppmd_templates_DNTP1.rvt | DNTP1 - DOOR SCHEDULE | FALSE | Type | Family | FALSE |  | TWiQP0hkZ6zW3cIgVUw6wqVb0PA1UG+oPyB2tQJWyb0= | C:\Temp\vw\test data\ppmd_templates_DNTP1.rvt | Single-Flush
ppmd_templates_DNTP1.rvt | DNTP1 - DOOR SCHEDULE | FALSE | Count | Count | FALSE |  | TWiQP0hkZ6zW3cIgVUw6wqVb0PA1UG+oPyB2tQJWyb0= | C:\Temp\vw\test data\ppmd_templates_DNTP1.rvt | 1
ppmd_templates_DNTP1.rvt | DNTP1 - DOOR SCHEDULE | FALSE | Height¦ft - in | Height | FALSE |  | TWiQP0hkZ6zW3cIgVUw6wqVb0PA1UG+oPyB2tQJWyb0= | C:\Temp\vw\test data\ppmd_templates_DNTP1.rvt | 7' - 0"
ppmd_templates_DNTP1.rvt | DNTP1 - DOOR SCHEDULE | FALSE | Width¦ft - in | Width | FALSE |  | TWiQP0hkZ6zW3cIgVUw6wqVb0PA1UG+oPyB2tQJWyb0= | C:\Temp\vw\test data\ppmd_templates_DNTP1.rvt | 3' - 0"
ppmd_templates_DNTP1.rvt | DNTP1 - DOOR SCHEDULE | FALSE | Notes | Type Comments | FALSE |  | TWiQP0hkZ6zW3cIgVUw6wqVb0PA1UG+oPyB2tQJWyb0= | C:\Temp\vw\test data\ppmd_templates_DNTP1.rvt
ppmd_templates_DNTP1.rvt | DNTP1 - ELECTRICAL DESIGN | FALSE | Lighting¦LUX1 | Light_Level_LUX | TRUE | fc853981-f613-4f05-81bd-e48fb947424b | TWiQP0hkZ6zW3cIgVUw6wqVb0PA1UG+oPyB2tQJWyb0= | C:\Temp\vw\test data\ppmd_templates_DNTP1.rvt | 1600
ppmd_templates_DNTP1.rvt | DNTP1 - ELECTRICAL DESIGN | FALSE | Lighting¦Footcandles1 | Light_Level_FC | FALSE |  | TWiQP0hkZ6zW3cIgVUw6wqVb0PA1UG+oPyB2tQJWyb0= | C:\Temp\vw\test data\ppmd_templates_DNTP1.rvt | 149
ppmd_templates_DNTP1.rvt | DNTP1 - ELECTRICAL DESIGN | FALSE | Lighting¦LUX2 | Light_Level_LUX2 | TRUE | 172f1cff-58cc-41cd-b888-0e7a81d2bf40 | TWiQP0hkZ6zW3cIgVUw6wqVb0PA1UG+oPyB2tQJWyb0= | C:\Temp\vw\test data\ppmd_templates_DNTP1.rvt
ppmd_templates_DNTP1.rvt | DNTP1 - ELECTRICAL DESIGN | FALSE | Lighting¦Footcandles2 | Light_Level_FC2 | FALSE |  | TWiQP0hkZ6zW3cIgVUw6wqVb0PA1UG+oPyB2tQJWyb0= | C:\Temp\vw\test data\ppmd_templates_DNTP1.rvt
ppmd_templates_DNTP1.rvt | DNTP1 - ELECTRICAL DESIGN | FALSE | Lighting¦Notes | Light_Notes | TRUE | a36245ac-ea57-45c2-bac5-bed4d04a4f78 | TWiQP0hkZ6zW3cIgVUw6wqVb0PA1UG+oPyB2tQJWyb0= | C:\Temp\vw\test data\ppmd_templates_DNTP1.rvt | A
ppmd_templates_DNTP1.rvt | DNTP1 - ELECTRICAL DESIGN | FALSE | Lighting¦Notes2 | Light_Notes2 | TRUE | 6d0b4891-ce4c-45f8-9560-387866098a10 | TWiQP0hkZ6zW3cIgVUw6wqVb0PA1UG+oPyB2tQJWyb0= | C:\Temp\vw\test data\ppmd_templates_DNTP1.rvt | C
ppmd_templates_DNTP1.rvt | DNTP1 - ELECTRICAL DESIGN | FALSE | Essential Power¦% Power | ES_Power% | TRUE | 7cbfe71a-865f-4cf4-b400-c67e3939439b | TWiQP0hkZ6zW3cIgVUw6wqVb0PA1UG+oPyB2tQJWyb0= | C:\Temp\vw\test data\ppmd_templates_DNTP1.rvt | -
ppmd_templates_DNTP1.rvt | DNTP1 - ELECTRICAL DESIGN | FALSE | Essential Power¦% Light | ES_Light% | TRUE | af00a8bb-40cb-434a-a7e5-b4140f3c844f | TWiQP0hkZ6zW3cIgVUw6wqVb0PA1UG+oPyB2tQJWyb0= | C:\Temp\vw\test data\ppmd_templates_DNTP1.rvt | -
ppmd_templates_DNTP1.rvt | DNTP1 - ELECTRICAL DESIGN | FALSE | Essential Power¦Notes | ES_Notes | TRUE | 0c3ae867-1060-40b5-bb68-261d16a167a0 | TWiQP0hkZ6zW3cIgVUw6wqVb0PA1UG+oPyB2tQJWyb0= | C:\Temp\vw\test data\ppmd_templates_DNTP1.rvt | U
ppmd_templates_DNTP1.rvt | DNTP1 - EQUIPMENT SCHEDULE | TRUE | JSN | JSN | TRUE | 8632cd76-2ab9-457d-8db7-39197de446a2 | TWiQP0hkZ6zW3cIgVUw6wqVb0PA1UG+oPyB2tQJWyb0= | C:\Temp\vw\test data\ppmd_templates_DNTP1.rvt | A1066¦A5075¦A5077¦A5080¦A5108¦A5145¦D0680¦D0682¦D0685¦D0904¦D2520¦D3320¦D3380¦D3390¦D3565¦D6155¦D7090¦D8250¦D8850¦D9060¦F2010¦F3200¦M1801¦M4116¦X6600¦X6610
ppmd_templates_DNTP1.rvt | DNTP1 - EQUIPMENT SCHEDULE | TRUE | Nomenclature | Nomenclature | TRUE | f004b755-1952-4a21-a1c1-98f41ef6a86c | TWiQP0hkZ6zW3cIgVUw6wqVb0PA1UG+oPyB2tQJWyb0= | C:\Temp\vw\test data\ppmd_templates_DNTP1.rvt | Mirror, Float Glass, With SS Frame¦Dispenser, Soap, Disposable¦Dispenser, Hand Sanitzer, Hands free¦Dispenser, Paper Towel, SS, Surface Mounted¦Waste Disposal Unit, Sharps¦Hook, Garment, Double, SS, Surface Mounted¦Console, Accessory/Side, Dental Operatory¦Cabinet, Dispensing, Dental Operatory, Wall MNTD¦Cabinet, Storage, Dental Operatory, Wall MNTD¦Workstation, Tech, Dental, Lab, Single Station¦Cabinet, Mobile, Storage/Assistant, Dental¦Chair, Operating, Dental¦Stool, Operating, Dental, Doctor¦Stool, Operating, Dental, Assistant¦Resin Curing Unit, Visible Light¦Light, Dental, Operating, Ceiling, Column¦Utility Center, Dental, Wall or Floor Mounted¦Delivery System, Dental Operating¦Amalgamator, Dental¦Prophylaxis Unit, Ultrasonic¦Basket, Wastepaper, Step-On¦Clock, Battery, 12" Diameter¦Computer, Microprocessing, w/Flat Panel Monitor¦Monitor, Vital Signs¦Radiographic Unit, Dental, Wall Mounted, 7 mA¦Sensor, Dental Imaging System
ppmd_templates_DNTP1.rvt | DNTP1 - EQUIPMENT SCHEDULE | TRUE | Qty | Count | FALSE |  | TWiQP0hkZ6zW3cIgVUw6wqVb0PA1UG+oPyB2tQJWyb0= | C:\Temp\vw\test data\ppmd_templates_DNTP1.rvt | 1¦2¦1¦2¦1¦2¦2¦1¦3¦1¦1¦1¦1¦1¦1¦1¦1¦1¦1¦1¦1¦1¦1¦1¦1¦2
ppmd_templates_DNTP1.rvt | DNTP1 - EQUIPMENT SCHEDULE | TRUE | LF | CustomLength | TRUE | f338df87-67c7-40c3-b0e8-6ebb5a3fe5b8 | TWiQP0hkZ6zW3cIgVUw6wqVb0PA1UG+oPyB2tQJWyb0= | C:\Temp\vw\test data\ppmd_templates_DNTP1.rvt
ppmd_templates_DNTP1.rvt | DNTP1 - EQUIPMENT SCHEDULE | TRUE | Logistics¦AR | CAT_Army | TRUE | fa0e0053-bcc4-42e8-881f-6a4690f994c9 | TWiQP0hkZ6zW3cIgVUw6wqVb0PA1UG+oPyB2tQJWyb0= | C:\Temp\vw\test data\ppmd_templates_DNTP1.rvt | A¦C¦C¦A¦C¦A¦A¦A¦A¦A¦C¦C¦C¦C¦C¦A¦A¦C¦C¦C¦C¦C¦C¦C¦F¦C
ppmd_templates_DNTP1.rvt | DNTP1 - EQUIPMENT SCHEDULE | TRUE | Logistics¦NA | CAT_Navy | TRUE | 183e77a6-b75d-41a5-8f81-f6abfee236ec | TWiQP0hkZ6zW3cIgVUw6wqVb0PA1UG+oPyB2tQJWyb0= | C:\Temp\vw\test data\ppmd_templates_DNTP1.rvt | A¦C¦C¦A¦C¦A¦A¦A¦A¦A¦C¦C¦C¦C¦C¦A¦B¦C¦C¦C¦C¦C¦C¦C¦F¦C
ppmd_templates_DNTP1.rvt | DNTP1 - EQUIPMENT SCHEDULE | TRUE | Logistics¦AF | CAT_AF | TRUE | 053816d3-2f83-4e72-9b30-0a25ff75573f | TWiQP0hkZ6zW3cIgVUw6wqVb0PA1UG+oPyB2tQJWyb0= | C:\Temp\vw\test data\ppmd_templates_DNTP1.rvt | A¦C¦C¦A¦C¦A¦A¦A¦A¦A¦C¦C¦C¦C¦C¦A¦B¦C¦C¦C¦C¦C¦C¦C¦F¦C
ppmd_templates_DNTP1.rvt | DNTP1 - EQUIPMENT SCHEDULE | TRUE | Logistics¦VA | CAT_VA | TRUE | abab06e0-bc20-4958-a9a7-acf73c376614 | TWiQP0hkZ6zW3cIgVUw6wqVb0PA1UG+oPyB2tQJWyb0= | C:\Temp\vw\test data\ppmd_templates_DNTP1.rvt | A¦C¦C¦A¦C¦A¦A¦A¦A¦A¦C¦C¦C¦C¦C¦A¦B¦C¦C¦C¦C¦C¦C¦C¦F¦C
ppmd_templates_DNTP1.rvt | DNTP1 - EQUIPMENT SCHEDULE | TRUE | Utilities¦1 | UTIL_1_WaterDrain | TRUE | 594b780e-c62e-473b-9f66-4d3db2fa1b7f | TWiQP0hkZ6zW3cIgVUw6wqVb0PA1UG+oPyB2tQJWyb0= | C:\Temp\vw\test data\ppmd_templates_DNTP1.rvt | -¦-¦-¦-¦-¦-¦D¦-¦-¦-¦-¦B¦-¦-¦-¦-¦¦B¦-¦J¦-¦-¦-¦-¦-¦-
ppmd_templates_DNTP1.rvt | DNTP1 - EQUIPMENT SCHEDULE | TRUE | Utilities¦2 | UTIL_2_Elec | TRUE | 28082216-138e-4a2f-9824-e96dbd7e3cd0 | TWiQP0hkZ6zW3cIgVUw6wqVb0PA1UG+oPyB2tQJWyb0= | C:\Temp\vw\test data\ppmd_templates_DNTP1.rvt | -¦-¦-¦-¦-¦-¦A¦-¦-¦A¦-¦A¦-¦-¦A¦F¦A¦B¦A¦A¦-¦-¦A¦A¦A¦-
ppmd_templates_DNTP1.rvt | DNTP1 - EQUIPMENT SCHEDULE | TRUE | Utilities¦3 | UTIL_3_MedGas | TRUE | 22af1ef2-54f0-4b6e-b40a-7064dfb8769c | TWiQP0hkZ6zW3cIgVUw6wqVb0PA1UG+oPyB2tQJWyb0= | C:\Temp\vw\test data\ppmd_templates_DNTP1.rvt | -¦-¦-¦-¦-¦-¦-¦-¦-¦D¦-¦H¦-¦-¦-¦-¦H¦H¦-¦D¦-¦-¦-¦-¦-¦-
ppmd_templates_DNTP1.rvt | DNTP1 - EQUIPMENT SCHEDULE | TRUE | Utilities¦4 | UTIL_4_MiscGas | TRUE | 745b8c3e-fd4a-4430-994a-d25826e1e484 | TWiQP0hkZ6zW3cIgVUw6wqVb0PA1UG+oPyB2tQJWyb0= | C:\Temp\vw\test data\ppmd_templates_DNTP1.rvt | -¦-¦-¦-¦-¦-¦-¦-¦-¦-¦-¦-¦-¦-¦-¦-¦-¦-¦-¦-¦-¦-¦-¦-¦-¦-
ppmd_templates_DNTP1.rvt | DNTP1 - EQUIPMENT SCHEDULE | TRUE | Utilities¦5 | UTIL_5_NonMedGas | TRUE | 323edf97-d058-44ef-a0fb-1836c80554d8 | TWiQP0hkZ6zW3cIgVUw6wqVb0PA1UG+oPyB2tQJWyb0= | C:\Temp\vw\test data\ppmd_templates_DNTP1.rvt | -¦-¦-¦-¦-¦-¦-¦-¦-¦A¦-¦-¦-¦-¦-¦-¦-¦-¦-¦-¦-¦-¦-¦-¦-¦-
ppmd_templates_DNTP1.rvt | DNTP1 - EQUIPMENT SCHEDULE | TRUE | Utilities¦6 | UTIL_6_Misc | TRUE | 38083e2d-8ba3-4868-9752-742b7a4a9586 | TWiQP0hkZ6zW3cIgVUw6wqVb0PA1UG+oPyB2tQJWyb0= | C:\Temp\vw\test data\ppmd_templates_DNTP1.rvt | -¦-¦-¦-¦-¦-¦-¦-¦-¦-¦-¦D¦-¦-¦-¦-¦-¦-¦-¦-¦-¦-¦-¦-¦B¦-
ppmd_templates_DNTP1.rvt | DNTP1 - INTERIOR DESIGN | FALSE | Floor Finish¦Preferred | Floor Finish | FALSE |  | TWiQP0hkZ6zW3cIgVUw6wqVb0PA1UG+oPyB2tQJWyb0= | C:\Temp\vw\test data\ppmd_templates_DNTP1.rvt
ppmd_templates_DNTP1.rvt | DNTP1 - INTERIOR DESIGN | FALSE | Floor Finish¦Alternate | Floor Finish2 | TRUE | 4030719d-a272-441a-8bfa-d5eb510a1687 | TWiQP0hkZ6zW3cIgVUw6wqVb0PA1UG+oPyB2tQJWyb0= | C:\Temp\vw\test data\ppmd_templates_DNTP1.rvt
ppmd_templates_DNTP1.rvt | DNTP1 - INTERIOR DESIGN | FALSE | Wall Finish¦Preferred | Wall Finish | FALSE |  | TWiQP0hkZ6zW3cIgVUw6wqVb0PA1UG+oPyB2tQJWyb0= | C:\Temp\vw\test data\ppmd_templates_DNTP1.rvt
ppmd_templates_DNTP1.rvt | DNTP1 - INTERIOR DESIGN | FALSE | Wall Finish¦Alternate | Wall Finish2 | TRUE | 5a49d499-57b3-4e1f-afc0-4c041c862be1 | TWiQP0hkZ6zW3cIgVUw6wqVb0PA1UG+oPyB2tQJWyb0= | C:\Temp\vw\test data\ppmd_templates_DNTP1.rvt
ppmd_templates_DNTP1.rvt | DNTP1 - INTERIOR DESIGN | FALSE | Ceiling Finish¦Preferred | Ceiling Finish | FALSE |  | TWiQP0hkZ6zW3cIgVUw6wqVb0PA1UG+oPyB2tQJWyb0= | C:\Temp\vw\test data\ppmd_templates_DNTP1.rvt
ppmd_templates_DNTP1.rvt | DNTP1 - INTERIOR DESIGN | FALSE | Ceiling Finish¦Alternate | Ceiling Finish2 | TRUE | acb31fd1-378b-4329-97b0-400ae39b5bc4 | TWiQP0hkZ6zW3cIgVUw6wqVb0PA1UG+oPyB2tQJWyb0= | C:\Temp\vw\test data\ppmd_templates_DNTP1.rvt
ppmd_templates_DNTP1.rvt | DNTP1 - INTERIOR DESIGN | FALSE | Room Height¦ft - in | Ceiling_Hgt_IP | TRUE | 9f14ca4f-2465-4385-a17c-7aa549f64c09 | TWiQP0hkZ6zW3cIgVUw6wqVb0PA1UG+oPyB2tQJWyb0= | C:\Temp\vw\test data\ppmd_templates_DNTP1.rvt
ppmd_templates_DNTP1.rvt | DNTP1 - INTERIOR DESIGN | FALSE | Room Noise¦Min NC | Noise_NC_MIN | TRUE | 8c49df6c-7d6b-49fd-9459-f57d0921d704 | TWiQP0hkZ6zW3cIgVUw6wqVb0PA1UG+oPyB2tQJWyb0= | C:\Temp\vw\test data\ppmd_templates_DNTP1.rvt
ppmd_templates_DNTP1.rvt | DNTP1 - INTERIOR DESIGN | FALSE | Room Noise¦Max NC | Noise_NC_MAX | TRUE | 629b571a-1c14-443c-b8e8-1130b5edb513 | TWiQP0hkZ6zW3cIgVUw6wqVb0PA1UG+oPyB2tQJWyb0= | C:\Temp\vw\test data\ppmd_templates_DNTP1.rvt
ppmd_templates_DNTP1.rvt | DNTP1 - INTERIOR DESIGN | FALSE | Room Noise¦SC | Noise_SC | TRUE | 44bf9cd1-070a-432c-87d9-26a3211cfe07 | TWiQP0hkZ6zW3cIgVUw6wqVb0PA1UG+oPyB2tQJWyb0= | C:\Temp\vw\test data\ppmd_templates_DNTP1.rvt
ppmd_templates_DNTP1.rvt | DNTP1 - MECHANICAL DESIGN | FALSE | Air Balance | Air_Balance | TRUE | 587b3cf9-4450-4d95-b8ef-0e93665dbd91 | TWiQP0hkZ6zW3cIgVUw6wqVb0PA1UG+oPyB2tQJWyb0= | C:\Temp\vw\test data\ppmd_templates_DNTP1.rvt
ppmd_templates_DNTP1.rvt | DNTP1 - MECHANICAL DESIGN | FALSE | Air Changes Total | Air_Changes_Total | TRUE | 3988d7f3-0f28-4410-866c-5bc65e1d842a | TWiQP0hkZ6zW3cIgVUw6wqVb0PA1UG+oPyB2tQJWyb0= | C:\Temp\vw\test data\ppmd_templates_DNTP1.rvt
ppmd_templates_DNTP1.rvt | DNTP1 - MECHANICAL DESIGN | FALSE | Air Changes OA | Air_Changes_OA | TRUE | b7af949f-3b64-4f85-9391-d9f17dcaad1e | TWiQP0hkZ6zW3cIgVUw6wqVb0PA1UG+oPyB2tQJWyb0= | C:\Temp\vw\test data\ppmd_templates_DNTP1.rvt
ppmd_templates_DNTP1.rvt | DNTP1 - MECHANICAL DESIGN | FALSE | 100% Exhaust Air | Exhaust_Air_100% | TRUE | 62b97784-583b-47d5-90a3-a90bbb961b6e | TWiQP0hkZ6zW3cIgVUw6wqVb0PA1UG+oPyB2tQJWyb0= | C:\Temp\vw\test data\ppmd_templates_DNTP1.rvt
ppmd_templates_DNTP1.rvt | DNTP1 - MECHANICAL DESIGN | FALSE | Summer Temp¦F | Temp_Summer_F | TRUE | 1cbf6964-bd0f-4852-b367-ef4828e2e2cc | TWiQP0hkZ6zW3cIgVUw6wqVb0PA1UG+oPyB2tQJWyb0= | C:\Temp\vw\test data\ppmd_templates_DNTP1.rvt
ppmd_templates_DNTP1.rvt | DNTP1 - MECHANICAL DESIGN | FALSE | Summer Temp¦C | Temp_Summer_C | FALSE |  | TWiQP0hkZ6zW3cIgVUw6wqVb0PA1UG+oPyB2tQJWyb0= | C:\Temp\vw\test data\ppmd_templates_DNTP1.rvt
ppmd_templates_DNTP1.rvt | DNTP1 - MECHANICAL DESIGN | FALSE | Summer Temp¦Note | Temp_Summer_Note | TRUE | 6248fa3c-bb43-4e1c-91bb-60e102e573b7 | TWiQP0hkZ6zW3cIgVUw6wqVb0PA1UG+oPyB2tQJWyb0= | C:\Temp\vw\test data\ppmd_templates_DNTP1.rvt
ppmd_templates_DNTP1.rvt | DNTP1 - MECHANICAL DESIGN | FALSE | Winter Temp¦F | Temp_Winter_F | TRUE | b4f9888f-41ad-47ef-a6af-145b3de732c9 | TWiQP0hkZ6zW3cIgVUw6wqVb0PA1UG+oPyB2tQJWyb0= | C:\Temp\vw\test data\ppmd_templates_DNTP1.rvt
ppmd_templates_DNTP1.rvt | DNTP1 - MECHANICAL DESIGN | FALSE | Winter Temp¦C | Temp_Winter_C | FALSE |  | TWiQP0hkZ6zW3cIgVUw6wqVb0PA1UG+oPyB2tQJWyb0= | C:\Temp\vw\test data\ppmd_templates_DNTP1.rvt
ppmd_templates_DNTP1.rvt | DNTP1 - MECHANICAL DESIGN | FALSE | Winter Temp¦Note | Temp_Winter_Note | TRUE | aacd83fc-f530-464e-b089-01667d3c52cd | TWiQP0hkZ6zW3cIgVUw6wqVb0PA1UG+oPyB2tQJWyb0= | C:\Temp\vw\test data\ppmd_templates_DNTP1.rvt
ppmd_templates_DNTP1.rvt | DNTP1 - MECHANICAL DESIGN | FALSE | Max Relative Humidity | Relative_Humidity | TRUE | 36ead6c1-4384-4a65-8654-06a60aef94cb | TWiQP0hkZ6zW3cIgVUw6wqVb0PA1UG+oPyB2tQJWyb0= | C:\Temp\vw\test data\ppmd_templates_DNTP1.rvt
ppmd_templates_DNTP1.rvt | DNTP1 - MECHANICAL DESIGN | FALSE | Filtration¦Interm % | Filtration_Inter_% | TRUE | 4f03ad65-f905-419e-a0cf-8f58fe921fbc | TWiQP0hkZ6zW3cIgVUw6wqVb0PA1UG+oPyB2tQJWyb0= | C:\Temp\vw\test data\ppmd_templates_DNTP1.rvt
ppmd_templates_DNTP1.rvt | DNTP1 - MECHANICAL DESIGN | FALSE | Filtration¦Final % | Filtration_Final_% | TRUE | cc736e5f-46f5-476a-8d0a-ceb32d8d4e5a | TWiQP0hkZ6zW3cIgVUw6wqVb0PA1UG+oPyB2tQJWyb0= | C:\Temp\vw\test data\ppmd_templates_DNTP1.rvt
ppmd_templates_DNTP1.rvt | DNTP1 - MECHANICAL DESIGN | FALSE | Notes | Mech_Notes | TRUE | a32df790-0ab9-4c4a-b19c-511c2eef6d56 | TWiQP0hkZ6zW3cIgVUw6wqVb0PA1UG+oPyB2tQJWyb0= | C:\Temp\vw\test data\ppmd_templates_DNTP1.rvt
ppmd_templates_DNTP1.rvt | DNTP1 - MEDICAL GAS DESIGN | FALSE | MCA | MedGas_MCA | TRUE | 3b23ea7f-b9f1-4749-8a2b-eb6a4fab4cdc | TWiQP0hkZ6zW3cIgVUw6wqVb0PA1UG+oPyB2tQJWyb0= | C:\Temp\vw\test data\ppmd_templates_DNTP1.rvt
ppmd_templates_DNTP1.rvt | DNTP1 - MEDICAL GAS DESIGN | FALSE | DCA | MedGas_DCA | TRUE | 20dc9c73-7465-4e8a-8300-4a8b5a46a91c | TWiQP0hkZ6zW3cIgVUw6wqVb0PA1UG+oPyB2tQJWyb0= | C:\Temp\vw\test data\ppmd_templates_DNTP1.rvt
ppmd_templates_DNTP1.rvt | DNTP1 - MEDICAL GAS DESIGN | FALSE | LA | MedGas_LA | TRUE | 99801083-d820-4c5f-ad07-ab168e1bbda0 | TWiQP0hkZ6zW3cIgVUw6wqVb0PA1UG+oPyB2tQJWyb0= | C:\Temp\vw\test data\ppmd_templates_DNTP1.rvt
ppmd_templates_DNTP1.rvt | DNTP1 - MEDICAL GAS DESIGN | FALSE | PA | MedGas_PA | TRUE | 55793ba6-1647-428e-86f6-5ce4153c7f2e | TWiQP0hkZ6zW3cIgVUw6wqVb0PA1UG+oPyB2tQJWyb0= | C:\Temp\vw\test data\ppmd_templates_DNTP1.rvt
ppmd_templates_DNTP1.rvt | DNTP1 - MEDICAL GAS DESIGN | FALSE | MV | MedGas_MV | TRUE | 0a0bec6d-9172-4a2c-9fb3-7616a08f677a | TWiQP0hkZ6zW3cIgVUw6wqVb0PA1UG+oPyB2tQJWyb0= | C:\Temp\vw\test data\ppmd_templates_DNTP1.rvt
ppmd_templates_DNTP1.rvt | DNTP1 - MEDICAL GAS DESIGN | FALSE | DHV | MedGas_DHV | TRUE | 79779898-9917-494b-a027-0013b44e14f1 | TWiQP0hkZ6zW3cIgVUw6wqVb0PA1UG+oPyB2tQJWyb0= | C:\Temp\vw\test data\ppmd_templates_DNTP1.rvt
ppmd_templates_DNTP1.rvt | DNTP1 - MEDICAL GAS DESIGN | FALSE | DLV | MedGas_DLV | TRUE | bcdcef93-2e56-440a-a8f7-e9973eadba59 | TWiQP0hkZ6zW3cIgVUw6wqVb0PA1UG+oPyB2tQJWyb0= | C:\Temp\vw\test data\ppmd_templates_DNTP1.rvt
ppmd_templates_DNTP1.rvt | DNTP1 - MEDICAL GAS DESIGN | FALSE | LDE | MedGas_LDE | TRUE | cc6496eb-fa04-4455-81d4-1dfb1e6aaa52 | TWiQP0hkZ6zW3cIgVUw6wqVb0PA1UG+oPyB2tQJWyb0= | C:\Temp\vw\test data\ppmd_templates_DNTP1.rvt
ppmd_templates_DNTP1.rvt | DNTP1 - MEDICAL GAS DESIGN | FALSE | OX | MedGas_OX | TRUE | 59f6c2e0-639e-4476-adf0-a5c19b1199db | TWiQP0hkZ6zW3cIgVUw6wqVb0PA1UG+oPyB2tQJWyb0= | C:\Temp\vw\test data\ppmd_templates_DNTP1.rvt
ppmd_templates_DNTP1.rvt | DNTP1 - MEDICAL GAS DESIGN | FALSE | NO | MedGas_NO | TRUE | 1f31b342-99ad-494b-90ce-f27b8fc04b75 | TWiQP0hkZ6zW3cIgVUw6wqVb0PA1UG+oPyB2tQJWyb0= | C:\Temp\vw\test data\ppmd_templates_DNTP1.rvt
ppmd_templates_DNTP1.rvt | DNTP1 - MEDICAL GAS DESIGN | FALSE | NI | MedGas_NI | TRUE | ea24567d-1f4e-45f9-907f-a79ef8b323b1 | TWiQP0hkZ6zW3cIgVUw6wqVb0PA1UG+oPyB2tQJWyb0= | C:\Temp\vw\test data\ppmd_templates_DNTP1.rvt
ppmd_templates_DNTP1.rvt | DNTP1 - MEDICAL GAS DESIGN | FALSE | WAGD | MedGas_WAGD | TRUE | 1aa3572e-5073-44b4-acb3-ff8739230b69 | TWiQP0hkZ6zW3cIgVUw6wqVb0PA1UG+oPyB2tQJWyb0= | C:\Temp\vw\test data\ppmd_templates_DNTP1.rvt
ppmd_templates_DNTP1.rvt | DNTP1 - MEDICAL GAS DESIGN | FALSE | Notes1 | MedGas_Notes | TRUE | 69d1283f-21ef-46f3-9ebb-e36d00ef4da3 | TWiQP0hkZ6zW3cIgVUw6wqVb0PA1UG+oPyB2tQJWyb0= | C:\Temp\vw\test data\ppmd_templates_DNTP1.rvt
ppmd_templates_DNTP1.rvt | DNTP1 - MEDICAL GAS DESIGN | FALSE | Notes2 | MedGas_Notes2 | TRUE | 867f4341-094b-4cc7-b128-8c28392e09cd | TWiQP0hkZ6zW3cIgVUw6wqVb0PA1UG+oPyB2tQJWyb0= | C:\Temp\vw\test data\ppmd_templates_DNTP1.rvt
ppmd_templates_DNTP1.rvt | DNTP1 - STRUCTURAL DESIGN | FALSE | Structural Load¦psf | Str_FloorLoad_psf | TRUE | 654b90c9-d71e-4bcd-9f27-a1532becca95 | TWiQP0hkZ6zW3cIgVUw6wqVb0PA1UG+oPyB2tQJWyb0= | C:\Temp\vw\test data\ppmd_templates_DNTP1.rvt
ppmd_templates_DNTP1.rvt | DNTP1 - STRUCTURAL DESIGN | FALSE | Structural Load¦kPA | Str_FloorLoad_kPA | FALSE |  | TWiQP0hkZ6zW3cIgVUw6wqVb0PA1UG+oPyB2tQJWyb0= | C:\Temp\vw\test data\ppmd_templates_DNTP1.rvt
ppmd_templates_DNTP1.rvt | DNTP1 - STRUCTURAL DESIGN | FALSE | Notes | Str_Notes | TRUE | 509b36e6-cf53-4158-b357-61e3cedd6faa | TWiQP0hkZ6zW3cIgVUw6wqVb0PA1UG+oPyB2tQJWyb0= | C:\Temp\vw\test data\ppmd_templates_DNTP1.rvt
ppmd_templates_DNTS1.rvt | DNTS1 - DATA/TELEPHONE EQUIPMENT | FALSE | JSN | JSN | TRUE | 8632cd76-2ab9-457d-8db7-39197de446a2 | rUPq2SoEnUX2hJi4jFtk09+Tz7hEDOwP+CgS+wKKJdA= | C:\Temp\vw\test data\ppmd_templates_DNTS1.rvt
ppmd_templates_DNTS1.rvt | DNTS1 - DATA/TELEPHONE EQUIPMENT | FALSE | Nomenclature | Nomenclature | TRUE | f004b755-1952-4a21-a1c1-98f41ef6a86c | rUPq2SoEnUX2hJi4jFtk09+Tz7hEDOwP+CgS+wKKJdA= | C:\Temp\vw\test data\ppmd_templates_DNTS1.rvt
ppmd_templates_DNTS1.rvt | DNTS1 - DATA/TELEPHONE EQUIPMENT | FALSE | Qty | Count | FALSE |  | rUPq2SoEnUX2hJi4jFtk09+Tz7hEDOwP+CgS+wKKJdA= | C:\Temp\vw\test data\ppmd_templates_DNTS1.rvt
ppmd_templates_DNTS1.rvt | DNTS1 - DATA/TELEPHONE EQUIPMENT | FALSE | Logistics¦AR | CAT_Army | TRUE | fa0e0053-bcc4-42e8-881f-6a4690f994c9 | rUPq2SoEnUX2hJi4jFtk09+Tz7hEDOwP+CgS+wKKJdA= | C:\Temp\vw\test data\ppmd_templates_DNTS1.rvt
ppmd_templates_DNTS1.rvt | DNTS1 - DATA/TELEPHONE EQUIPMENT | FALSE | Logistics¦NA | CAT_Navy | TRUE | 183e77a6-b75d-41a5-8f81-f6abfee236ec | rUPq2SoEnUX2hJi4jFtk09+Tz7hEDOwP+CgS+wKKJdA= | C:\Temp\vw\test data\ppmd_templates_DNTS1.rvt
ppmd_templates_DNTS1.rvt | DNTS1 - DATA/TELEPHONE EQUIPMENT | FALSE | Logistics¦AF | CAT_AF | TRUE | 053816d3-2f83-4e72-9b30-0a25ff75573f | rUPq2SoEnUX2hJi4jFtk09+Tz7hEDOwP+CgS+wKKJdA= | C:\Temp\vw\test data\ppmd_templates_DNTS1.rvt
ppmd_templates_DNTS1.rvt | DNTS1 - DATA/TELEPHONE EQUIPMENT | FALSE | Logistics¦VA | CAT_VA | TRUE | abab06e0-bc20-4958-a9a7-acf73c376614 | rUPq2SoEnUX2hJi4jFtk09+Tz7hEDOwP+CgS+wKKJdA= | C:\Temp\vw\test data\ppmd_templates_DNTS1.rvt
ppmd_templates_DNTS1.rvt | DNTS1 - DOOR SCHEDULE | FALSE | Mark | Construction Type | FALSE |  | rUPq2SoEnUX2hJi4jFtk09+Tz7hEDOwP+CgS+wKKJdA= | C:\Temp\vw\test data\ppmd_templates_DNTS1.rvt | B
ppmd_templates_DNTS1.rvt | DNTS1 - DOOR SCHEDULE | FALSE | Type | Family | FALSE |  | rUPq2SoEnUX2hJi4jFtk09+Tz7hEDOwP+CgS+wKKJdA= | C:\Temp\vw\test data\ppmd_templates_DNTS1.rvt | Single-Flush
ppmd_templates_DNTS1.rvt | DNTS1 - DOOR SCHEDULE | FALSE | Count | Count | FALSE |  | rUPq2SoEnUX2hJi4jFtk09+Tz7hEDOwP+CgS+wKKJdA= | C:\Temp\vw\test data\ppmd_templates_DNTS1.rvt | 1
ppmd_templates_DNTS1.rvt | DNTS1 - DOOR SCHEDULE | FALSE | Height¦ft - in | Height | FALSE |  | rUPq2SoEnUX2hJi4jFtk09+Tz7hEDOwP+CgS+wKKJdA= | C:\Temp\vw\test data\ppmd_templates_DNTS1.rvt | 7' - 0"
ppmd_templates_DNTS1.rvt | DNTS1 - DOOR SCHEDULE | FALSE | Width¦ft - in | Width | FALSE |  | rUPq2SoEnUX2hJi4jFtk09+Tz7hEDOwP+CgS+wKKJdA= | C:\Temp\vw\test data\ppmd_templates_DNTS1.rvt | 3' - 6"
ppmd_templates_DNTS1.rvt | DNTS1 - DOOR SCHEDULE | FALSE | Notes | Type Comments | FALSE |  | rUPq2SoEnUX2hJi4jFtk09+Tz7hEDOwP+CgS+wKKJdA= | C:\Temp\vw\test data\ppmd_templates_DNTS1.rvt
ppmd_templates_DNTS1.rvt | DNTS1 - ELECTRICAL DESIGN | FALSE | Lighting¦LUX1 | Light_Level_LUX | TRUE | fc853981-f613-4f05-81bd-e48fb947424b | rUPq2SoEnUX2hJi4jFtk09+Tz7hEDOwP+CgS+wKKJdA= | C:\Temp\vw\test data\ppmd_templates_DNTS1.rvt | 1600
ppmd_templates_DNTS1.rvt | DNTS1 - ELECTRICAL DESIGN | FALSE | Lighting¦Footcandles1 | Light_Level_FC | FALSE |  | rUPq2SoEnUX2hJi4jFtk09+Tz7hEDOwP+CgS+wKKJdA= | C:\Temp\vw\test data\ppmd_templates_DNTS1.rvt | 149
ppmd_templates_DNTS1.rvt | DNTS1 - ELECTRICAL DESIGN | FALSE | Lighting¦LUX2 | Light_Level_LUX2 | TRUE | 172f1cff-58cc-41cd-b888-0e7a81d2bf40 | rUPq2SoEnUX2hJi4jFtk09+Tz7hEDOwP+CgS+wKKJdA= | C:\Temp\vw\test data\ppmd_templates_DNTS1.rvt
ppmd_templates_DNTS1.rvt | DNTS1 - ELECTRICAL DESIGN | FALSE | Lighting¦Footcandles2 | Light_Level_FC2 | FALSE |  | rUPq2SoEnUX2hJi4jFtk09+Tz7hEDOwP+CgS+wKKJdA= | C:\Temp\vw\test data\ppmd_templates_DNTS1.rvt
ppmd_templates_DNTS1.rvt | DNTS1 - ELECTRICAL DESIGN | FALSE | Lighting¦Notes | Light_Notes | TRUE | a36245ac-ea57-45c2-bac5-bed4d04a4f78 | rUPq2SoEnUX2hJi4jFtk09+Tz7hEDOwP+CgS+wKKJdA= | C:\Temp\vw\test data\ppmd_templates_DNTS1.rvt | D
ppmd_templates_DNTS1.rvt | DNTS1 - ELECTRICAL DESIGN | FALSE | Lighting¦Notes2 | Light_Notes2 | TRUE | 6d0b4891-ce4c-45f8-9560-387866098a10 | rUPq2SoEnUX2hJi4jFtk09+Tz7hEDOwP+CgS+wKKJdA= | C:\Temp\vw\test data\ppmd_templates_DNTS1.rvt | F
ppmd_templates_DNTS1.rvt | DNTS1 - ELECTRICAL DESIGN | FALSE | Essential Power¦% Power | ES_Power% | TRUE | 7cbfe71a-865f-4cf4-b400-c67e3939439b | rUPq2SoEnUX2hJi4jFtk09+Tz7hEDOwP+CgS+wKKJdA= | C:\Temp\vw\test data\ppmd_templates_DNTS1.rvt | -
ppmd_templates_DNTS1.rvt | DNTS1 - ELECTRICAL DESIGN | FALSE | Essential Power¦% Light | ES_Light% | TRUE | af00a8bb-40cb-434a-a7e5-b4140f3c844f | rUPq2SoEnUX2hJi4jFtk09+Tz7hEDOwP+CgS+wKKJdA= | C:\Temp\vw\test data\ppmd_templates_DNTS1.rvt | -
ppmd_templates_DNTS1.rvt | DNTS1 - ELECTRICAL DESIGN | FALSE | Essential Power¦Notes | ES_Notes | TRUE | 0c3ae867-1060-40b5-bb68-261d16a167a0 | rUPq2SoEnUX2hJi4jFtk09+Tz7hEDOwP+CgS+wKKJdA= | C:\Temp\vw\test data\ppmd_templates_DNTS1.rvt | U
ppmd_templates_DNTS1.rvt | DNTS1 - EQUIPMENT SCHEDULE | TRUE | JSN | JSN | TRUE | 8632cd76-2ab9-457d-8db7-39197de446a2 | rUPq2SoEnUX2hJi4jFtk09+Tz7hEDOwP+CgS+wKKJdA= | C:\Temp\vw\test data\ppmd_templates_DNTS1.rvt | A1130¦A5075¦A5080¦A5106¦A5145¦C03H0¦C03J0¦C0035¦CS140¦CT020¦CT020¦CW030¦D0101¦D3310¦D3380¦D3390¦D6150¦D7090¦D8560¦E0948¦F2010¦F3200¦M0515¦M1801¦M1803¦M3070¦M3073¦M3185¦M4255¦M4265¦M7845¦M8551¦M8805¦TB024
ppmd_templates_DNTS1.rvt | DNTS1 - EQUIPMENT SCHEDULE | TRUE | Nomenclature | Nomenclature | TRUE | f004b755-1952-4a21-a1c1-98f41ef6a86c | rUPq2SoEnUX2hJi4jFtk09+Tz7hEDOwP+CgS+wKKJdA= | C:\Temp\vw\test data\ppmd_templates_DNTS1.rvt | Cabinet, Control, Nitrogen¦Dispenser, Soap, Disposable¦Dispenser, Paper Towel, SS, Surface Mounted¦Waste Disposal Unit, Sharps w/Glove Dispenser¦Hook, Garment, Double, SS, Surface Mounted¦Cabinet, U/C/B, 1 Shelf, 2 Half DR, 2 DO, 36x30x22¦Cabinet, U/C/B, 8 Half Drawers, 36x30x22¦Rail, Apron, 4x24x1¦Sink, SS, Single Compartment, 10x14x16 ID¦Countertop, Solid Surface¦Countertop, Solid Surface¦Cabinet, Floor Standing, 5 SH, 2 GDO, ST, 92"x30"¦Pulmonary Function Analyzer, Portable¦Chair, Procedure, Dental¦Stool, Operating, Dental, Doctor¦Stool, Operating, Dental, Assistant¦Light, Dental, Operating, Dual, Ceiling Mounted¦Utility Center, Dental, Wall or Floor Mounted¦Oral Surgery System, Mobile¦Cart, General Storage, Mobile, 42"H x 32"W x 22"D¦Basket, Wastepaper, Step-On¦Clock, Battery, 12" Diameter¦Television, Plasma¦Computer, Microprocessing, w/Flat Panel Monitor¦Workstation, Computer, Wall Mounted¦Hamper, Linen, Mobile, w/Lid¦Container, Biohazard Waste, Step-on, Fire Safe¦Electrosurgical Unit, Monopolar, Wall Mounted¦Stand, IV, Adjustable¦Pump, Volumetric, Infusion, Single Line¦Monitor, Physiological, Bedside, 4 Channel¦Light Source, Fiberoptic Headlamp¦Table, Instrument, Straddle¦Headlamp, Surgical
ppmd_templates_DNTS1.rvt | DNTS1 - EQUIPMENT SCHEDULE | TRUE | Qty | Count | FALSE |  | rUPq2SoEnUX2hJi4jFtk09+Tz7hEDOwP+CgS+wKKJdA= | C:\Temp\vw\test data\ppmd_templates_DNTS1.rvt | 1¦1¦1¦1¦2¦1¦1¦2¦1¦1¦1¦1¦1¦1¦1¦1¦1¦1¦1¦1¦1¦1¦1¦1¦1¦1¦1¦1¦1¦1¦1¦1¦1¦1
ppmd_templates_DNTS1.rvt | DNTS1 - EQUIPMENT SCHEDULE | TRUE | LF | CustomLength | TRUE | f338df87-67c7-40c3-b0e8-6ebb5a3fe5b8 | rUPq2SoEnUX2hJi4jFtk09+Tz7hEDOwP+CgS+wKKJdA= | C:\Temp\vw\test data\ppmd_templates_DNTS1.rvt | 5' - 0"¦2' - 0"
ppmd_templates_DNTS1.rvt | DNTS1 - EQUIPMENT SCHEDULE | TRUE | Logistics¦AR | CAT_Army | TRUE | fa0e0053-bcc4-42e8-881f-6a4690f994c9 | rUPq2SoEnUX2hJi4jFtk09+Tz7hEDOwP+CgS+wKKJdA= | C:\Temp\vw\test data\ppmd_templates_DNTS1.rvt | A¦C¦A¦C¦A¦A¦A¦A¦A¦A¦A¦A¦C¦C¦C¦C¦A¦A¦C¦C¦C¦C¦C¦C¦C¦C¦C¦C¦C¦C¦C¦C¦C¦C
ppmd_templates_DNTS1.rvt | DNTS1 - EQUIPMENT SCHEDULE | TRUE | Logistics¦NA | CAT_Navy | TRUE | 183e77a6-b75d-41a5-8f81-f6abfee236ec | rUPq2SoEnUX2hJi4jFtk09+Tz7hEDOwP+CgS+wKKJdA= | C:\Temp\vw\test data\ppmd_templates_DNTS1.rvt | A¦C¦A¦A¦A¦A¦A¦A¦A¦A¦A¦A¦C¦C¦C¦C¦A¦B¦C¦C¦C¦C¦C¦C¦C¦C¦C¦C¦C¦C¦C¦C¦C¦C
ppmd_templates_DNTS1.rvt | DNTS1 - EQUIPMENT SCHEDULE | TRUE | Logistics¦AF | CAT_AF | TRUE | 053816d3-2f83-4e72-9b30-0a25ff75573f | rUPq2SoEnUX2hJi4jFtk09+Tz7hEDOwP+CgS+wKKJdA= | C:\Temp\vw\test data\ppmd_templates_DNTS1.rvt | A¦C¦A¦C¦A¦A¦A¦A¦A¦A¦A¦A¦C¦C¦C¦C¦A¦B¦C¦C¦C¦C¦C¦C¦C¦C¦C¦C¦C¦C¦C¦C¦C¦C
ppmd_templates_DNTS1.rvt | DNTS1 - EQUIPMENT SCHEDULE | TRUE | Logistics¦VA | CAT_VA | TRUE | abab06e0-bc20-4958-a9a7-acf73c376614 | rUPq2SoEnUX2hJi4jFtk09+Tz7hEDOwP+CgS+wKKJdA= | C:\Temp\vw\test data\ppmd_templates_DNTS1.rvt | A¦C¦A¦C¦A¦A¦A¦A¦A¦A¦A¦A¦C¦C¦C¦C¦A¦B¦C¦C¦C¦C¦C¦C¦C¦C¦C¦C¦C¦C¦C¦C¦C¦C
ppmd_templates_DNTS1.rvt | DNTS1 - EQUIPMENT SCHEDULE | TRUE | Utilities¦1 | UTIL_1_WaterDrain | TRUE | 594b780e-c62e-473b-9f66-4d3db2fa1b7f | rUPq2SoEnUX2hJi4jFtk09+Tz7hEDOwP+CgS+wKKJdA= | C:\Temp\vw\test data\ppmd_templates_DNTS1.rvt | -¦-¦-¦-¦-¦-¦-¦-¦D¦-¦-¦-¦-¦-¦-¦-¦-¦¦B¦-¦-¦-¦-¦-¦-¦-¦-¦-¦-¦-¦-¦-¦-¦-
ppmd_templates_DNTS1.rvt | DNTS1 - EQUIPMENT SCHEDULE | TRUE | Utilities¦2 | UTIL_2_Elec | TRUE | 28082216-138e-4a2f-9824-e96dbd7e3cd0 | rUPq2SoEnUX2hJi4jFtk09+Tz7hEDOwP+CgS+wKKJdA= | C:\Temp\vw\test data\ppmd_templates_DNTS1.rvt | B¦-¦-¦-¦-¦-¦-¦-¦-¦-¦-¦-¦-¦A¦-¦-¦F¦A¦A¦-¦-¦-¦A¦A¦-¦-¦-¦A¦-¦A¦A¦A¦-¦-
ppmd_templates_DNTS1.rvt | DNTS1 - EQUIPMENT SCHEDULE | TRUE | Utilities¦3 | UTIL_3_MedGas | TRUE | 22af1ef2-54f0-4b6e-b40a-7064dfb8769c | rUPq2SoEnUX2hJi4jFtk09+Tz7hEDOwP+CgS+wKKJdA= | C:\Temp\vw\test data\ppmd_templates_DNTS1.rvt | -¦-¦-¦-¦-¦-¦-¦-¦-¦-¦-¦-¦B¦-¦-¦-¦-¦H¦H¦-¦-¦-¦-¦-¦-¦-¦-¦-¦-¦-¦-¦-¦-¦-
ppmd_templates_DNTS1.rvt | DNTS1 - EQUIPMENT SCHEDULE | TRUE | Utilities¦4 | UTIL_4_MiscGas | TRUE | 745b8c3e-fd4a-4430-994a-d25826e1e484 | rUPq2SoEnUX2hJi4jFtk09+Tz7hEDOwP+CgS+wKKJdA= | C:\Temp\vw\test data\ppmd_templates_DNTS1.rvt | -¦-¦-¦-¦-¦-¦-¦-¦-¦-¦-¦-¦-¦-¦-¦-¦-¦-¦-¦-¦-¦-¦-¦-¦-¦-¦-¦-¦-¦-¦-¦-¦-¦-
ppmd_templates_DNTS1.rvt | DNTS1 - EQUIPMENT SCHEDULE | TRUE | Utilities¦5 | UTIL_5_NonMedGas | TRUE | 323edf97-d058-44ef-a0fb-1836c80554d8 | rUPq2SoEnUX2hJi4jFtk09+Tz7hEDOwP+CgS+wKKJdA= | C:\Temp\vw\test data\ppmd_templates_DNTS1.rvt | -¦-¦-¦-¦-¦-¦-¦-¦-¦-¦-¦-¦-¦-¦-¦-¦-¦-¦-¦-¦-¦-¦-¦-¦-¦-¦-¦-¦-¦-¦-¦-¦-¦-
ppmd_templates_DNTS1.rvt | DNTS1 - EQUIPMENT SCHEDULE | TRUE | Utilities¦6 | UTIL_6_Misc | TRUE | 38083e2d-8ba3-4868-9752-742b7a4a9586 | rUPq2SoEnUX2hJi4jFtk09+Tz7hEDOwP+CgS+wKKJdA= | C:\Temp\vw\test data\ppmd_templates_DNTS1.rvt | -¦-¦-¦-¦-¦-¦-¦-¦-¦-¦-¦-¦-¦-¦-¦-¦-¦-¦-¦-¦-¦-¦A¦-¦-¦-¦-¦-¦-¦-¦D¦-¦-¦-
ppmd_templates_DNTS1.rvt | DNTS1 - INTERIOR DESIGN | FALSE | Floor Finish¦Preferred | Floor Finish | FALSE |  | rUPq2SoEnUX2hJi4jFtk09+Tz7hEDOwP+CgS+wKKJdA= | C:\Temp\vw\test data\ppmd_templates_DNTS1.rvt | US
ppmd_templates_DNTS1.rvt | DNTS1 - INTERIOR DESIGN | FALSE | Floor Finish¦Alternate | Floor Finish2 | TRUE | 4030719d-a272-441a-8bfa-d5eb510a1687 | rUPq2SoEnUX2hJi4jFtk09+Tz7hEDOwP+CgS+wKKJdA= | C:\Temp\vw\test data\ppmd_templates_DNTS1.rvt | -
ppmd_templates_DNTS1.rvt | DNTS1 - INTERIOR DESIGN | FALSE | Wall Finish¦Preferred | Wall Finish | FALSE |  | rUPq2SoEnUX2hJi4jFtk09+Tz7hEDOwP+CgS+wKKJdA= | C:\Temp\vw\test data\ppmd_templates_DNTS1.rvt | GLG
ppmd_templates_DNTS1.rvt | DNTS1 - INTERIOR DESIGN | FALSE | Wall Finish¦Alternate | Wall Finish2 | TRUE | 5a49d499-57b3-4e1f-afc0-4c041c862be1 | rUPq2SoEnUX2hJi4jFtk09+Tz7hEDOwP+CgS+wKKJdA= | C:\Temp\vw\test data\ppmd_templates_DNTS1.rvt | -
ppmd_templates_DNTS1.rvt | DNTS1 - INTERIOR DESIGN | FALSE | Ceiling Finish¦Preferred | Ceiling Finish | FALSE |  | rUPq2SoEnUX2hJi4jFtk09+Tz7hEDOwP+CgS+wKKJdA= | C:\Temp\vw\test data\ppmd_templates_DNTS1.rvt | GLG
ppmd_templates_DNTS1.rvt | DNTS1 - INTERIOR DESIGN | FALSE | Ceiling Finish¦Alternate | Ceiling Finish2 | TRUE | acb31fd1-378b-4329-97b0-400ae39b5bc4 | rUPq2SoEnUX2hJi4jFtk09+Tz7hEDOwP+CgS+wKKJdA= | C:\Temp\vw\test data\ppmd_templates_DNTS1.rvt | -
ppmd_templates_DNTS1.rvt | DNTS1 - INTERIOR DESIGN | FALSE | Room Height¦ft - in | Ceiling_Hgt_IP | TRUE | 9f14ca4f-2465-4385-a17c-7aa549f64c09 | rUPq2SoEnUX2hJi4jFtk09+Tz7hEDOwP+CgS+wKKJdA= | C:\Temp\vw\test data\ppmd_templates_DNTS1.rvt | 8' - 6"
ppmd_templates_DNTS1.rvt | DNTS1 - INTERIOR DESIGN | FALSE | Room Noise¦Min NC | Noise_NC_MIN | TRUE | 8c49df6c-7d6b-49fd-9459-f57d0921d704 | rUPq2SoEnUX2hJi4jFtk09+Tz7hEDOwP+CgS+wKKJdA= | C:\Temp\vw\test data\ppmd_templates_DNTS1.rvt | 30
ppmd_templates_DNTS1.rvt | DNTS1 - INTERIOR DESIGN | FALSE | Room Noise¦Max NC | Noise_NC_MAX | TRUE | 629b571a-1c14-443c-b8e8-1130b5edb513 | rUPq2SoEnUX2hJi4jFtk09+Tz7hEDOwP+CgS+wKKJdA= | C:\Temp\vw\test data\ppmd_templates_DNTS1.rvt | 40
ppmd_templates_DNTS1.rvt | DNTS1 - INTERIOR DESIGN | FALSE | Room Noise¦SC | Noise_SC | TRUE | 44bf9cd1-070a-432c-87d9-26a3211cfe07 | rUPq2SoEnUX2hJi4jFtk09+Tz7hEDOwP+CgS+wKKJdA= | C:\Temp\vw\test data\ppmd_templates_DNTS1.rvt | 40
ppmd_templates_DNTS1.rvt | DNTS1 - MECHANICAL DESIGN | FALSE | Air Balance | Air_Balance | TRUE | 587b3cf9-4450-4d95-b8ef-0e93665dbd91 | rUPq2SoEnUX2hJi4jFtk09+Tz7hEDOwP+CgS+wKKJdA= | C:\Temp\vw\test data\ppmd_templates_DNTS1.rvt | 0
ppmd_templates_DNTS1.rvt | DNTS1 - MECHANICAL DESIGN | FALSE | Air Changes Total | Air_Changes_Total | TRUE | 3988d7f3-0f28-4410-866c-5bc65e1d842a | rUPq2SoEnUX2hJi4jFtk09+Tz7hEDOwP+CgS+wKKJdA= | C:\Temp\vw\test data\ppmd_templates_DNTS1.rvt | 6
ppmd_templates_DNTS1.rvt | DNTS1 - MECHANICAL DESIGN | FALSE | Air Changes OA | Air_Changes_OA | TRUE | b7af949f-3b64-4f85-9391-d9f17dcaad1e | rUPq2SoEnUX2hJi4jFtk09+Tz7hEDOwP+CgS+wKKJdA= | C:\Temp\vw\test data\ppmd_templates_DNTS1.rvt | 2
ppmd_templates_DNTS1.rvt | DNTS1 - MECHANICAL DESIGN | FALSE | 100% Exhaust Air | Exhaust_Air_100% | TRUE | 62b97784-583b-47d5-90a3-a90bbb961b6e | rUPq2SoEnUX2hJi4jFtk09+Tz7hEDOwP+CgS+wKKJdA= | C:\Temp\vw\test data\ppmd_templates_DNTS1.rvt
ppmd_templates_DNTS1.rvt | DNTS1 - MECHANICAL DESIGN | FALSE | Summer Temp¦F | Temp_Summer_F | TRUE | 1cbf6964-bd0f-4852-b367-ef4828e2e2cc | rUPq2SoEnUX2hJi4jFtk09+Tz7hEDOwP+CgS+wKKJdA= | C:\Temp\vw\test data\ppmd_templates_DNTS1.rvt | 75
ppmd_templates_DNTS1.rvt | DNTS1 - MECHANICAL DESIGN | FALSE | Summer Temp¦C | Temp_Summer_C | FALSE |  | rUPq2SoEnUX2hJi4jFtk09+Tz7hEDOwP+CgS+wKKJdA= | C:\Temp\vw\test data\ppmd_templates_DNTS1.rvt | 24
ppmd_templates_DNTS1.rvt | DNTS1 - MECHANICAL DESIGN | FALSE | Summer Temp¦Note | Temp_Summer_Note | TRUE | 6248fa3c-bb43-4e1c-91bb-60e102e573b7 | rUPq2SoEnUX2hJi4jFtk09+Tz7hEDOwP+CgS+wKKJdA= | C:\Temp\vw\test data\ppmd_templates_DNTS1.rvt
ppmd_templates_DNTS1.rvt | DNTS1 - MECHANICAL DESIGN | FALSE | Winter Temp¦F | Temp_Winter_F | TRUE | b4f9888f-41ad-47ef-a6af-145b3de732c9 | rUPq2SoEnUX2hJi4jFtk09+Tz7hEDOwP+CgS+wKKJdA= | C:\Temp\vw\test data\ppmd_templates_DNTS1.rvt | 68
ppmd_templates_DNTS1.rvt | DNTS1 - MECHANICAL DESIGN | FALSE | Winter Temp¦C | Temp_Winter_C | FALSE |  | rUPq2SoEnUX2hJi4jFtk09+Tz7hEDOwP+CgS+wKKJdA= | C:\Temp\vw\test data\ppmd_templates_DNTS1.rvt | 20
ppmd_templates_DNTS1.rvt | DNTS1 - MECHANICAL DESIGN | FALSE | Winter Temp¦Note | Temp_Winter_Note | TRUE | aacd83fc-f530-464e-b089-01667d3c52cd | rUPq2SoEnUX2hJi4jFtk09+Tz7hEDOwP+CgS+wKKJdA= | C:\Temp\vw\test data\ppmd_templates_DNTS1.rvt
ppmd_templates_DNTS1.rvt | DNTS1 - MECHANICAL DESIGN | FALSE | Max Relative Humidity | Relative_Humidity | TRUE | 36ead6c1-4384-4a65-8654-06a60aef94cb | rUPq2SoEnUX2hJi4jFtk09+Tz7hEDOwP+CgS+wKKJdA= | C:\Temp\vw\test data\ppmd_templates_DNTS1.rvt
ppmd_templates_DNTS1.rvt | DNTS1 - MECHANICAL DESIGN | FALSE | Filtration¦Interm % | Filtration_Inter_% | TRUE | 4f03ad65-f905-419e-a0cf-8f58fe921fbc | rUPq2SoEnUX2hJi4jFtk09+Tz7hEDOwP+CgS+wKKJdA= | C:\Temp\vw\test data\ppmd_templates_DNTS1.rvt | 14
ppmd_templates_DNTS1.rvt | DNTS1 - MECHANICAL DESIGN | FALSE | Filtration¦Final % | Filtration_Final_% | TRUE | cc736e5f-46f5-476a-8d0a-ceb32d8d4e5a | rUPq2SoEnUX2hJi4jFtk09+Tz7hEDOwP+CgS+wKKJdA= | C:\Temp\vw\test data\ppmd_templates_DNTS1.rvt
ppmd_templates_DNTS1.rvt | DNTS1 - MECHANICAL DESIGN | FALSE | Notes | Mech_Notes | TRUE | a32df790-0ab9-4c4a-b19c-511c2eef6d56 | rUPq2SoEnUX2hJi4jFtk09+Tz7hEDOwP+CgS+wKKJdA= | C:\Temp\vw\test data\ppmd_templates_DNTS1.rvt | D
ppmd_templates_DNTS1.rvt | DNTS1 - MEDICAL GAS DESIGN | FALSE | MCA | MedGas_MCA | TRUE | 3b23ea7f-b9f1-4749-8a2b-eb6a4fab4cdc | rUPq2SoEnUX2hJi4jFtk09+Tz7hEDOwP+CgS+wKKJdA= | C:\Temp\vw\test data\ppmd_templates_DNTS1.rvt | -
ppmd_templates_DNTS1.rvt | DNTS1 - MEDICAL GAS DESIGN | FALSE | DCA | MedGas_DCA | TRUE | 20dc9c73-7465-4e8a-8300-4a8b5a46a91c | rUPq2SoEnUX2hJi4jFtk09+Tz7hEDOwP+CgS+wKKJdA= | C:\Temp\vw\test data\ppmd_templates_DNTS1.rvt | 2
ppmd_templates_DNTS1.rvt | DNTS1 - MEDICAL GAS DESIGN | FALSE | LA | MedGas_LA | TRUE | 99801083-d820-4c5f-ad07-ab168e1bbda0 | rUPq2SoEnUX2hJi4jFtk09+Tz7hEDOwP+CgS+wKKJdA= | C:\Temp\vw\test data\ppmd_templates_DNTS1.rvt | 1
ppmd_templates_DNTS1.rvt | DNTS1 - MEDICAL GAS DESIGN | FALSE | PA | MedGas_PA | TRUE | 55793ba6-1647-428e-86f6-5ce4153c7f2e | rUPq2SoEnUX2hJi4jFtk09+Tz7hEDOwP+CgS+wKKJdA= | C:\Temp\vw\test data\ppmd_templates_DNTS1.rvt | -
ppmd_templates_DNTS1.rvt | DNTS1 - MEDICAL GAS DESIGN | FALSE | MV | MedGas_MV | TRUE | 0a0bec6d-9172-4a2c-9fb3-7616a08f677a | rUPq2SoEnUX2hJi4jFtk09+Tz7hEDOwP+CgS+wKKJdA= | C:\Temp\vw\test data\ppmd_templates_DNTS1.rvt | -
ppmd_templates_DNTS1.rvt | DNTS1 - MEDICAL GAS DESIGN | FALSE | DHV | MedGas_DHV | TRUE | 79779898-9917-494b-a027-0013b44e14f1 | rUPq2SoEnUX2hJi4jFtk09+Tz7hEDOwP+CgS+wKKJdA= | C:\Temp\vw\test data\ppmd_templates_DNTS1.rvt | -
ppmd_templates_DNTS1.rvt | DNTS1 - MEDICAL GAS DESIGN | FALSE | DLV | MedGas_DLV | TRUE | bcdcef93-2e56-440a-a8f7-e9973eadba59 | rUPq2SoEnUX2hJi4jFtk09+Tz7hEDOwP+CgS+wKKJdA= | C:\Temp\vw\test data\ppmd_templates_DNTS1.rvt | 2
ppmd_templates_DNTS1.rvt | DNTS1 - MEDICAL GAS DESIGN | FALSE | LDE | MedGas_LDE | TRUE | cc6496eb-fa04-4455-81d4-1dfb1e6aaa52 | rUPq2SoEnUX2hJi4jFtk09+Tz7hEDOwP+CgS+wKKJdA= | C:\Temp\vw\test data\ppmd_templates_DNTS1.rvt | -
ppmd_templates_DNTS1.rvt | DNTS1 - MEDICAL GAS DESIGN | FALSE | OX | MedGas_OX | TRUE | 59f6c2e0-639e-4476-adf0-a5c19b1199db | rUPq2SoEnUX2hJi4jFtk09+Tz7hEDOwP+CgS+wKKJdA= | C:\Temp\vw\test data\ppmd_templates_DNTS1.rvt | -
ppmd_templates_DNTS1.rvt | DNTS1 - MEDICAL GAS DESIGN | FALSE | NO | MedGas_NO | TRUE | 1f31b342-99ad-494b-90ce-f27b8fc04b75 | rUPq2SoEnUX2hJi4jFtk09+Tz7hEDOwP+CgS+wKKJdA= | C:\Temp\vw\test data\ppmd_templates_DNTS1.rvt | -
ppmd_templates_DNTS1.rvt | DNTS1 - MEDICAL GAS DESIGN | FALSE | NI | MedGas_NI | TRUE | ea24567d-1f4e-45f9-907f-a79ef8b323b1 | rUPq2SoEnUX2hJi4jFtk09+Tz7hEDOwP+CgS+wKKJdA= | C:\Temp\vw\test data\ppmd_templates_DNTS1.rvt | -
ppmd_templates_DNTS1.rvt | DNTS1 - MEDICAL GAS DESIGN | FALSE | WAGD | MedGas_WAGD | TRUE | 1aa3572e-5073-44b4-acb3-ff8739230b69 | rUPq2SoEnUX2hJi4jFtk09+Tz7hEDOwP+CgS+wKKJdA= | C:\Temp\vw\test data\ppmd_templates_DNTS1.rvt | -
ppmd_templates_DNTS1.rvt | DNTS1 - MEDICAL GAS DESIGN | FALSE | Notes1 | MedGas_Notes | TRUE | 69d1283f-21ef-46f3-9ebb-e36d00ef4da3 | rUPq2SoEnUX2hJi4jFtk09+Tz7hEDOwP+CgS+wKKJdA= | C:\Temp\vw\test data\ppmd_templates_DNTS1.rvt | L
ppmd_templates_DNTS1.rvt | DNTS1 - MEDICAL GAS DESIGN | FALSE | Notes2 | MedGas_Notes2 | TRUE | 867f4341-094b-4cc7-b128-8c28392e09cd | rUPq2SoEnUX2hJi4jFtk09+Tz7hEDOwP+CgS+wKKJdA= | C:\Temp\vw\test data\ppmd_templates_DNTS1.rvt | K
ppmd_templates_DNTS1.rvt | DNTS1 - STRUCTURAL DESIGN | FALSE | Structural Load¦psf | Str_FloorLoad_psf | TRUE | 654b90c9-d71e-4bcd-9f27-a1532becca95 | rUPq2SoEnUX2hJi4jFtk09+Tz7hEDOwP+CgS+wKKJdA= | C:\Temp\vw\test data\ppmd_templates_DNTS1.rvt | 60
ppmd_templates_DNTS1.rvt | DNTS1 - STRUCTURAL DESIGN | FALSE | Structural Load¦kPA | Str_FloorLoad_kPA | FALSE |  | rUPq2SoEnUX2hJi4jFtk09+Tz7hEDOwP+CgS+wKKJdA= | C:\Temp\vw\test data\ppmd_templates_DNTS1.rvt | 3
ppmd_templates_DNTS1.rvt | DNTS1 - STRUCTURAL DESIGN | FALSE | Notes | Str_Notes | TRUE | 509b36e6-cf53-4158-b357-61e3cedd6faa | rUPq2SoEnUX2hJi4jFtk09+Tz7hEDOwP+CgS+wKKJdA= | C:\Temp\vw\test data\ppmd_templates_DNTS1.rvt
ppmd_templates_DNXC1.rvt | DNXC1 - DATA/TELEPHONE EQUIPMENT | FALSE | JSN | JSN | TRUE | 8632cd76-2ab9-457d-8db7-39197de446a2 | EcwI+Hq9Sp0CfJ6sf8v3v5+JrZ1fB0JV9lC/27NPlKY= | C:\Temp\vw\test data\ppmd_templates_DNXC1.rvt
ppmd_templates_DNXC1.rvt | DNXC1 - DATA/TELEPHONE EQUIPMENT | FALSE | Nomenclature | Nomenclature | TRUE | f004b755-1952-4a21-a1c1-98f41ef6a86c | EcwI+Hq9Sp0CfJ6sf8v3v5+JrZ1fB0JV9lC/27NPlKY= | C:\Temp\vw\test data\ppmd_templates_DNXC1.rvt
ppmd_templates_DNXC1.rvt | DNXC1 - DATA/TELEPHONE EQUIPMENT | FALSE | Qty | Count | FALSE |  | EcwI+Hq9Sp0CfJ6sf8v3v5+JrZ1fB0JV9lC/27NPlKY= | C:\Temp\vw\test data\ppmd_templates_DNXC1.rvt
ppmd_templates_DNXC1.rvt | DNXC1 - DATA/TELEPHONE EQUIPMENT | FALSE | Logistics¦AR | CAT_Army | TRUE | fa0e0053-bcc4-42e8-881f-6a4690f994c9 | EcwI+Hq9Sp0CfJ6sf8v3v5+JrZ1fB0JV9lC/27NPlKY= | C:\Temp\vw\test data\ppmd_templates_DNXC1.rvt
ppmd_templates_DNXC1.rvt | DNXC1 - DATA/TELEPHONE EQUIPMENT | FALSE | Logistics¦NA | CAT_Navy | TRUE | 183e77a6-b75d-41a5-8f81-f6abfee236ec | EcwI+Hq9Sp0CfJ6sf8v3v5+JrZ1fB0JV9lC/27NPlKY= | C:\Temp\vw\test data\ppmd_templates_DNXC1.rvt
ppmd_templates_DNXC1.rvt | DNXC1 - DATA/TELEPHONE EQUIPMENT | FALSE | Logistics¦AF | CAT_AF | TRUE | 053816d3-2f83-4e72-9b30-0a25ff75573f | EcwI+Hq9Sp0CfJ6sf8v3v5+JrZ1fB0JV9lC/27NPlKY= | C:\Temp\vw\test data\ppmd_templates_DNXC1.rvt
ppmd_templates_DNXC1.rvt | DNXC1 - DATA/TELEPHONE EQUIPMENT | FALSE | Logistics¦VA | CAT_VA | TRUE | abab06e0-bc20-4958-a9a7-acf73c376614 | EcwI+Hq9Sp0CfJ6sf8v3v5+JrZ1fB0JV9lC/27NPlKY= | C:\Temp\vw\test data\ppmd_templates_DNXC1.rvt
ppmd_templates_DNXC1.rvt | DNXC1 - DOOR SCHEDULE | FALSE | Mark | Construction Type | FALSE |  | EcwI+Hq9Sp0CfJ6sf8v3v5+JrZ1fB0JV9lC/27NPlKY= | C:\Temp\vw\test data\ppmd_templates_DNXC1.rvt
ppmd_templates_DNXC1.rvt | DNXC1 - DOOR SCHEDULE | FALSE | Type | Family | FALSE |  | EcwI+Hq9Sp0CfJ6sf8v3v5+JrZ1fB0JV9lC/27NPlKY= | C:\Temp\vw\test data\ppmd_templates_DNXC1.rvt
ppmd_templates_DNXC1.rvt | DNXC1 - DOOR SCHEDULE | FALSE | Count | Count | FALSE |  | EcwI+Hq9Sp0CfJ6sf8v3v5+JrZ1fB0JV9lC/27NPlKY= | C:\Temp\vw\test data\ppmd_templates_DNXC1.rvt
ppmd_templates_DNXC1.rvt | DNXC1 - DOOR SCHEDULE | FALSE | Height¦ft - in | Height | FALSE |  | EcwI+Hq9Sp0CfJ6sf8v3v5+JrZ1fB0JV9lC/27NPlKY= | C:\Temp\vw\test data\ppmd_templates_DNXC1.rvt
ppmd_templates_DNXC1.rvt | DNXC1 - DOOR SCHEDULE | FALSE | Width¦ft - in | Width | FALSE |  | EcwI+Hq9Sp0CfJ6sf8v3v5+JrZ1fB0JV9lC/27NPlKY= | C:\Temp\vw\test data\ppmd_templates_DNXC1.rvt
ppmd_templates_DNXC1.rvt | DNXC1 - DOOR SCHEDULE | FALSE | Hardware | Door_Hardware | TRUE | aada339e-27db-43a6-a49e-55c88563e0c3 | EcwI+Hq9Sp0CfJ6sf8v3v5+JrZ1fB0JV9lC/27NPlKY= | C:\Temp\vw\test data\ppmd_templates_DNXC1.rvt
ppmd_templates_DNXC1.rvt | DNXC1 - DOOR SCHEDULE | FALSE | Notes | Type Comments | FALSE |  | EcwI+Hq9Sp0CfJ6sf8v3v5+JrZ1fB0JV9lC/27NPlKY= | C:\Temp\vw\test data\ppmd_templates_DNXC1.rvt
ppmd_templates_DNXC1.rvt | DNXC1 - ELECTRICAL DESIGN | FALSE | Lighting¦LUX1 | Light_Level_LUX | TRUE | fc853981-f613-4f05-81bd-e48fb947424b | EcwI+Hq9Sp0CfJ6sf8v3v5+JrZ1fB0JV9lC/27NPlKY= | C:\Temp\vw\test data\ppmd_templates_DNXC1.rvt | 100
ppmd_templates_DNXC1.rvt | DNXC1 - ELECTRICAL DESIGN | FALSE | Lighting¦Footcandles1 | Light_Level_FC | FALSE |  | EcwI+Hq9Sp0CfJ6sf8v3v5+JrZ1fB0JV9lC/27NPlKY= | C:\Temp\vw\test data\ppmd_templates_DNXC1.rvt | 9
ppmd_templates_DNXC1.rvt | DNXC1 - ELECTRICAL DESIGN | FALSE | Lighting¦LUX2 | Light_Level_LUX2 | TRUE | 172f1cff-58cc-41cd-b888-0e7a81d2bf40 | EcwI+Hq9Sp0CfJ6sf8v3v5+JrZ1fB0JV9lC/27NPlKY= | C:\Temp\vw\test data\ppmd_templates_DNXC1.rvt
ppmd_templates_DNXC1.rvt | DNXC1 - ELECTRICAL DESIGN | FALSE | Lighting¦Footcandles2 | Light_Level_FC2 | FALSE |  | EcwI+Hq9Sp0CfJ6sf8v3v5+JrZ1fB0JV9lC/27NPlKY= | C:\Temp\vw\test data\ppmd_templates_DNXC1.rvt
ppmd_templates_DNXC1.rvt | DNXC1 - ELECTRICAL DESIGN | FALSE | Lighting¦Notes | Light_Notes | TRUE | a36245ac-ea57-45c2-bac5-bed4d04a4f78 | EcwI+Hq9Sp0CfJ6sf8v3v5+JrZ1fB0JV9lC/27NPlKY= | C:\Temp\vw\test data\ppmd_templates_DNXC1.rvt | A
ppmd_templates_DNXC1.rvt | DNXC1 - ELECTRICAL DESIGN | FALSE | Lighting¦Notes2 | Light_Notes2 | TRUE | 6d0b4891-ce4c-45f8-9560-387866098a10 | EcwI+Hq9Sp0CfJ6sf8v3v5+JrZ1fB0JV9lC/27NPlKY= | C:\Temp\vw\test data\ppmd_templates_DNXC1.rvt
ppmd_templates_DNXC1.rvt | DNXC1 - ELECTRICAL DESIGN | FALSE | Essential Power¦% Power | ES_Power% | TRUE | 7cbfe71a-865f-4cf4-b400-c67e3939439b | EcwI+Hq9Sp0CfJ6sf8v3v5+JrZ1fB0JV9lC/27NPlKY= | C:\Temp\vw\test data\ppmd_templates_DNXC1.rvt | -
ppmd_templates_DNXC1.rvt | DNXC1 - ELECTRICAL DESIGN | FALSE | Essential Power¦% Light | ES_Light% | TRUE | af00a8bb-40cb-434a-a7e5-b4140f3c844f | EcwI+Hq9Sp0CfJ6sf8v3v5+JrZ1fB0JV9lC/27NPlKY= | C:\Temp\vw\test data\ppmd_templates_DNXC1.rvt | -
ppmd_templates_DNXC1.rvt | DNXC1 - ELECTRICAL DESIGN | FALSE | Essential Power¦Notes | ES_Notes | TRUE | 0c3ae867-1060-40b5-bb68-261d16a167a0 | EcwI+Hq9Sp0CfJ6sf8v3v5+JrZ1fB0JV9lC/27NPlKY= | C:\Temp\vw\test data\ppmd_templates_DNXC1.rvt | -
ppmd_templates_DNXC1.rvt | DNXC1 - EQUIPMENT SCHEDULE | TRUE | JSN | JSN | TRUE | 8632cd76-2ab9-457d-8db7-39197de446a2 | EcwI+Hq9Sp0CfJ6sf8v3v5+JrZ1fB0JV9lC/27NPlKY= | C:\Temp\vw\test data\ppmd_templates_DNXC1.rvt | A1066¦A5075¦A5080¦A5107¦A5145¦CT020¦F2010¦F3200¦M1801¦P3100¦X3150¦X6510
ppmd_templates_DNXC1.rvt | DNXC1 - EQUIPMENT SCHEDULE | TRUE | Nomenclature | Nomenclature | TRUE | f004b755-1952-4a21-a1c1-98f41ef6a86c | EcwI+Hq9Sp0CfJ6sf8v3v5+JrZ1fB0JV9lC/27NPlKY= | C:\Temp\vw\test data\ppmd_templates_DNXC1.rvt | Mirror, Float Glass, With SS Frame¦Dispenser, Soap, Disposable¦Dispenser, Paper Towel, SS, Surface Mounted¦Dispenser, Glove, Surgical/Examination, Wall Mntd¦Hook, Garment, Double, SS, Surface Mounted¦Countertop, Solid Surface, Angled¦Basket, Wastepaper, Step-On¦Clock, Battery, 12" Diameter¦Computer, Microprocessing, w/Flat Panel Monitor¦Lavatory, Vitreous China, Slab Type¦Rack, Apron/Gloves, Wall Mounted¦Radiographic Unit, Dental, Cone Beam, 3-D Imaging
ppmd_templates_DNXC1.rvt | DNXC1 - EQUIPMENT SCHEDULE | TRUE | Qty | Count | FALSE |  | EcwI+Hq9Sp0CfJ6sf8v3v5+JrZ1fB0JV9lC/27NPlKY= | C:\Temp\vw\test data\ppmd_templates_DNXC1.rvt | 1¦1¦1¦1¦1¦1¦1¦1¦1¦1¦1¦1
ppmd_templates_DNXC1.rvt | DNXC1 - EQUIPMENT SCHEDULE | TRUE | LF | Comments | FALSE |  | EcwI+Hq9Sp0CfJ6sf8v3v5+JrZ1fB0JV9lC/27NPlKY= | C:\Temp\vw\test data\ppmd_templates_DNXC1.rvt | 4'-0"
ppmd_templates_DNXC1.rvt | DNXC1 - EQUIPMENT SCHEDULE | TRUE | Logistics¦AR | CAT_Army | TRUE | fa0e0053-bcc4-42e8-881f-6a4690f994c9 | EcwI+Hq9Sp0CfJ6sf8v3v5+JrZ1fB0JV9lC/27NPlKY= | C:\Temp\vw\test data\ppmd_templates_DNXC1.rvt | A¦C¦A¦C¦A¦A¦C¦C¦C¦A¦A¦F
ppmd_templates_DNXC1.rvt | DNXC1 - EQUIPMENT SCHEDULE | TRUE | Logistics¦NA | CAT_Navy | TRUE | 183e77a6-b75d-41a5-8f81-f6abfee236ec | EcwI+Hq9Sp0CfJ6sf8v3v5+JrZ1fB0JV9lC/27NPlKY= | C:\Temp\vw\test data\ppmd_templates_DNXC1.rvt | A¦C¦A¦C¦A¦A¦C¦C¦C¦A¦A¦F
ppmd_templates_DNXC1.rvt | DNXC1 - EQUIPMENT SCHEDULE | TRUE | Logistics¦AF | CAT_AF | TRUE | 053816d3-2f83-4e72-9b30-0a25ff75573f | EcwI+Hq9Sp0CfJ6sf8v3v5+JrZ1fB0JV9lC/27NPlKY= | C:\Temp\vw\test data\ppmd_templates_DNXC1.rvt | A¦C¦A¦C¦A¦A¦C¦C¦C¦A¦A¦F
ppmd_templates_DNXC1.rvt | DNXC1 - EQUIPMENT SCHEDULE | TRUE | Logistics¦VA | CAT_VA | TRUE | abab06e0-bc20-4958-a9a7-acf73c376614 | EcwI+Hq9Sp0CfJ6sf8v3v5+JrZ1fB0JV9lC/27NPlKY= | C:\Temp\vw\test data\ppmd_templates_DNXC1.rvt | A¦C¦A¦C¦A¦A¦C¦C¦C¦A¦A¦F
ppmd_templates_DNXC1.rvt | DNXC1 - EQUIPMENT SCHEDULE | TRUE | Utilities¦1 | UTIL_1_WaterDrain | TRUE | 594b780e-c62e-473b-9f66-4d3db2fa1b7f | EcwI+Hq9Sp0CfJ6sf8v3v5+JrZ1fB0JV9lC/27NPlKY= | C:\Temp\vw\test data\ppmd_templates_DNXC1.rvt | -¦-¦-¦-¦-¦-¦-¦-¦-¦D¦-¦-
ppmd_templates_DNXC1.rvt | DNXC1 - EQUIPMENT SCHEDULE | TRUE | Utilities¦2 | UTIL_2_Elec | TRUE | 28082216-138e-4a2f-9824-e96dbd7e3cd0 | EcwI+Hq9Sp0CfJ6sf8v3v5+JrZ1fB0JV9lC/27NPlKY= | C:\Temp\vw\test data\ppmd_templates_DNXC1.rvt | -¦-¦-¦-¦-¦-¦-¦-¦A¦-¦-¦F
ppmd_templates_DNXC1.rvt | DNXC1 - EQUIPMENT SCHEDULE | TRUE | Utilities¦3 | UTIL_3_MedGas | TRUE | 22af1ef2-54f0-4b6e-b40a-7064dfb8769c | EcwI+Hq9Sp0CfJ6sf8v3v5+JrZ1fB0JV9lC/27NPlKY= | C:\Temp\vw\test data\ppmd_templates_DNXC1.rvt | -¦-¦-¦-¦-¦-¦-¦-¦-¦-¦-¦-
ppmd_templates_DNXC1.rvt | DNXC1 - EQUIPMENT SCHEDULE | TRUE | Utilities¦4 | UTIL_4_MiscGas | TRUE | 745b8c3e-fd4a-4430-994a-d25826e1e484 | EcwI+Hq9Sp0CfJ6sf8v3v5+JrZ1fB0JV9lC/27NPlKY= | C:\Temp\vw\test data\ppmd_templates_DNXC1.rvt | -¦-¦-¦-¦-¦-¦-¦-¦-¦-¦-¦-
ppmd_templates_DNXC1.rvt | DNXC1 - EQUIPMENT SCHEDULE | TRUE | Utilities¦5 | UTIL_5_NonMedGas | TRUE | 323edf97-d058-44ef-a0fb-1836c80554d8 | EcwI+Hq9Sp0CfJ6sf8v3v5+JrZ1fB0JV9lC/27NPlKY= | C:\Temp\vw\test data\ppmd_templates_DNXC1.rvt | -¦-¦-¦-¦-¦-¦-¦-¦-¦-¦-¦-
ppmd_templates_DNXC1.rvt | DNXC1 - EQUIPMENT SCHEDULE | TRUE | Utilities¦6 | UTIL_6_Misc | TRUE | 38083e2d-8ba3-4868-9752-742b7a4a9586 | EcwI+Hq9Sp0CfJ6sf8v3v5+JrZ1fB0JV9lC/27NPlKY= | C:\Temp\vw\test data\ppmd_templates_DNXC1.rvt | -¦-¦-¦-¦-¦-¦-¦-¦-¦-¦-¦-
ppmd_templates_DNXC1.rvt | DNXC1 - INTERIOR DESIGN | FALSE | Floor Finish¦Preferred | Floor Finish | FALSE |  | EcwI+Hq9Sp0CfJ6sf8v3v5+JrZ1fB0JV9lC/27NPlKY= | C:\Temp\vw\test data\ppmd_templates_DNXC1.rvt | UT
ppmd_templates_DNXC1.rvt | DNXC1 - INTERIOR DESIGN | FALSE | Floor Finish¦Alternate | Floor Finish2 | TRUE | 4030719d-a272-441a-8bfa-d5eb510a1687 | EcwI+Hq9Sp0CfJ6sf8v3v5+JrZ1fB0JV9lC/27NPlKY= | C:\Temp\vw\test data\ppmd_templates_DNXC1.rvt | US
ppmd_templates_DNXC1.rvt | DNXC1 - INTERIOR DESIGN | FALSE | Wall Finish¦Preferred | Wall Finish | FALSE |  | EcwI+Hq9Sp0CfJ6sf8v3v5+JrZ1fB0JV9lC/27NPlKY= | C:\Temp\vw\test data\ppmd_templates_DNXC1.rvt | GLG
ppmd_templates_DNXC1.rvt | DNXC1 - INTERIOR DESIGN | FALSE | Wall Finish¦Alternate | Wall Finish2 | TRUE | 5a49d499-57b3-4e1f-afc0-4c041c862be1 | EcwI+Hq9Sp0CfJ6sf8v3v5+JrZ1fB0JV9lC/27NPlKY= | C:\Temp\vw\test data\ppmd_templates_DNXC1.rvt | GPT
ppmd_templates_DNXC1.rvt | DNXC1 - INTERIOR DESIGN | FALSE | Ceiling Finish¦Preferred | Ceiling Finish | FALSE |  | EcwI+Hq9Sp0CfJ6sf8v3v5+JrZ1fB0JV9lC/27NPlKY= | C:\Temp\vw\test data\ppmd_templates_DNXC1.rvt | AT1
ppmd_templates_DNXC1.rvt | DNXC1 - INTERIOR DESIGN | FALSE | Ceiling Finish¦Alternate | Ceiling Finish2 | TRUE | acb31fd1-378b-4329-97b0-400ae39b5bc4 | EcwI+Hq9Sp0CfJ6sf8v3v5+JrZ1fB0JV9lC/27NPlKY= | C:\Temp\vw\test data\ppmd_templates_DNXC1.rvt | -
ppmd_templates_DNXC1.rvt | DNXC1 - INTERIOR DESIGN | FALSE | Room Height¦ft - in | Ceiling_Hgt_IP | TRUE | 9f14ca4f-2465-4385-a17c-7aa549f64c09 | EcwI+Hq9Sp0CfJ6sf8v3v5+JrZ1fB0JV9lC/27NPlKY= | C:\Temp\vw\test data\ppmd_templates_DNXC1.rvt | 8' - 6"
ppmd_templates_DNXC1.rvt | DNXC1 - INTERIOR DESIGN | FALSE | Room Noise¦Min NC | Noise_NC_MIN | TRUE | 8c49df6c-7d6b-49fd-9459-f57d0921d704 | EcwI+Hq9Sp0CfJ6sf8v3v5+JrZ1fB0JV9lC/27NPlKY= | C:\Temp\vw\test data\ppmd_templates_DNXC1.rvt | 30
ppmd_templates_DNXC1.rvt | DNXC1 - INTERIOR DESIGN | FALSE | Room Noise¦Max NC | Noise_NC_MAX | TRUE | 629b571a-1c14-443c-b8e8-1130b5edb513 | EcwI+Hq9Sp0CfJ6sf8v3v5+JrZ1fB0JV9lC/27NPlKY= | C:\Temp\vw\test data\ppmd_templates_DNXC1.rvt | 40
ppmd_templates_DNXC1.rvt | DNXC1 - INTERIOR DESIGN | FALSE | Room Noise¦SC | Noise_SC | TRUE | 44bf9cd1-070a-432c-87d9-26a3211cfe07 | EcwI+Hq9Sp0CfJ6sf8v3v5+JrZ1fB0JV9lC/27NPlKY= | C:\Temp\vw\test data\ppmd_templates_DNXC1.rvt | 40
ppmd_templates_DNXC1.rvt | DNXC1 - MECHANICAL DESIGN | FALSE | Air Balance | Air_Balance | TRUE | 587b3cf9-4450-4d95-b8ef-0e93665dbd91 | EcwI+Hq9Sp0CfJ6sf8v3v5+JrZ1fB0JV9lC/27NPlKY= | C:\Temp\vw\test data\ppmd_templates_DNXC1.rvt
ppmd_templates_DNXC1.rvt | DNXC1 - MECHANICAL DESIGN | FALSE | Air Changes Total | Air_Changes_Total | TRUE | 3988d7f3-0f28-4410-866c-5bc65e1d842a | EcwI+Hq9Sp0CfJ6sf8v3v5+JrZ1fB0JV9lC/27NPlKY= | C:\Temp\vw\test data\ppmd_templates_DNXC1.rvt
ppmd_templates_DNXC1.rvt | DNXC1 - MECHANICAL DESIGN | FALSE | Air Changes OA | Air_Changes_OA | TRUE | b7af949f-3b64-4f85-9391-d9f17dcaad1e | EcwI+Hq9Sp0CfJ6sf8v3v5+JrZ1fB0JV9lC/27NPlKY= | C:\Temp\vw\test data\ppmd_templates_DNXC1.rvt
ppmd_templates_DNXC1.rvt | DNXC1 - MECHANICAL DESIGN | FALSE | 100% Exhaust Air | Exhaust_Air_100% | TRUE | 62b97784-583b-47d5-90a3-a90bbb961b6e | EcwI+Hq9Sp0CfJ6sf8v3v5+JrZ1fB0JV9lC/27NPlKY= | C:\Temp\vw\test data\ppmd_templates_DNXC1.rvt
ppmd_templates_DNXC1.rvt | DNXC1 - MECHANICAL DESIGN | FALSE | Summer Temp¦F | Temp_Summer_F | TRUE | 1cbf6964-bd0f-4852-b367-ef4828e2e2cc | EcwI+Hq9Sp0CfJ6sf8v3v5+JrZ1fB0JV9lC/27NPlKY= | C:\Temp\vw\test data\ppmd_templates_DNXC1.rvt
ppmd_templates_DNXC1.rvt | DNXC1 - MECHANICAL DESIGN | FALSE | Summer Temp¦C | Temp_Summer_C | FALSE |  | EcwI+Hq9Sp0CfJ6sf8v3v5+JrZ1fB0JV9lC/27NPlKY= | C:\Temp\vw\test data\ppmd_templates_DNXC1.rvt
ppmd_templates_DNXC1.rvt | DNXC1 - MECHANICAL DESIGN | FALSE | Summer Temp¦Note | Temp_Summer_Note | TRUE | 6248fa3c-bb43-4e1c-91bb-60e102e573b7 | EcwI+Hq9Sp0CfJ6sf8v3v5+JrZ1fB0JV9lC/27NPlKY= | C:\Temp\vw\test data\ppmd_templates_DNXC1.rvt
ppmd_templates_DNXC1.rvt | DNXC1 - MECHANICAL DESIGN | FALSE | Winter Temp¦F | Temp_Winter_F | TRUE | b4f9888f-41ad-47ef-a6af-145b3de732c9 | EcwI+Hq9Sp0CfJ6sf8v3v5+JrZ1fB0JV9lC/27NPlKY= | C:\Temp\vw\test data\ppmd_templates_DNXC1.rvt
ppmd_templates_DNXC1.rvt | DNXC1 - MECHANICAL DESIGN | FALSE | Winter Temp¦C | Temp_Winter_C | FALSE |  | EcwI+Hq9Sp0CfJ6sf8v3v5+JrZ1fB0JV9lC/27NPlKY= | C:\Temp\vw\test data\ppmd_templates_DNXC1.rvt
ppmd_templates_DNXC1.rvt | DNXC1 - MECHANICAL DESIGN | FALSE | Winter Temp¦Note | Temp_Winter_Note | TRUE | aacd83fc-f530-464e-b089-01667d3c52cd | EcwI+Hq9Sp0CfJ6sf8v3v5+JrZ1fB0JV9lC/27NPlKY= | C:\Temp\vw\test data\ppmd_templates_DNXC1.rvt
ppmd_templates_DNXC1.rvt | DNXC1 - MECHANICAL DESIGN | FALSE | Max Relative Humidity | Relative_Humidity | TRUE | 36ead6c1-4384-4a65-8654-06a60aef94cb | EcwI+Hq9Sp0CfJ6sf8v3v5+JrZ1fB0JV9lC/27NPlKY= | C:\Temp\vw\test data\ppmd_templates_DNXC1.rvt
ppmd_templates_DNXC1.rvt | DNXC1 - MECHANICAL DESIGN | FALSE | Filtration¦Interm % | Filtration_Inter_% | TRUE | 4f03ad65-f905-419e-a0cf-8f58fe921fbc | EcwI+Hq9Sp0CfJ6sf8v3v5+JrZ1fB0JV9lC/27NPlKY= | C:\Temp\vw\test data\ppmd_templates_DNXC1.rvt
ppmd_templates_DNXC1.rvt | DNXC1 - MECHANICAL DESIGN | FALSE | Filtration¦Final % | Filtration_Final_% | TRUE | cc736e5f-46f5-476a-8d0a-ceb32d8d4e5a | EcwI+Hq9Sp0CfJ6sf8v3v5+JrZ1fB0JV9lC/27NPlKY= | C:\Temp\vw\test data\ppmd_templates_DNXC1.rvt
ppmd_templates_DNXC1.rvt | DNXC1 - MECHANICAL DESIGN | FALSE | Notes | Mech_Notes | TRUE | a32df790-0ab9-4c4a-b19c-511c2eef6d56 | EcwI+Hq9Sp0CfJ6sf8v3v5+JrZ1fB0JV9lC/27NPlKY= | C:\Temp\vw\test data\ppmd_templates_DNXC1.rvt
ppmd_templates_DNXC1.rvt | DNXC1 - MEDICAL GAS DESIGN | FALSE | MCA | MedGas_MCA | TRUE | 3b23ea7f-b9f1-4749-8a2b-eb6a4fab4cdc | EcwI+Hq9Sp0CfJ6sf8v3v5+JrZ1fB0JV9lC/27NPlKY= | C:\Temp\vw\test data\ppmd_templates_DNXC1.rvt
ppmd_templates_DNXC1.rvt | DNXC1 - MEDICAL GAS DESIGN | FALSE | DCA | MedGas_DCA | TRUE | 20dc9c73-7465-4e8a-8300-4a8b5a46a91c | EcwI+Hq9Sp0CfJ6sf8v3v5+JrZ1fB0JV9lC/27NPlKY= | C:\Temp\vw\test data\ppmd_templates_DNXC1.rvt
ppmd_templates_DNXC1.rvt | DNXC1 - MEDICAL GAS DESIGN | FALSE | LA | MedGas_LA | TRUE | 99801083-d820-4c5f-ad07-ab168e1bbda0 | EcwI+Hq9Sp0CfJ6sf8v3v5+JrZ1fB0JV9lC/27NPlKY= | C:\Temp\vw\test data\ppmd_templates_DNXC1.rvt
ppmd_templates_DNXC1.rvt | DNXC1 - MEDICAL GAS DESIGN | FALSE | PA | MedGas_PA | TRUE | 55793ba6-1647-428e-86f6-5ce4153c7f2e | EcwI+Hq9Sp0CfJ6sf8v3v5+JrZ1fB0JV9lC/27NPlKY= | C:\Temp\vw\test data\ppmd_templates_DNXC1.rvt
ppmd_templates_DNXC1.rvt | DNXC1 - MEDICAL GAS DESIGN | FALSE | MV | MedGas_MV | TRUE | 0a0bec6d-9172-4a2c-9fb3-7616a08f677a | EcwI+Hq9Sp0CfJ6sf8v3v5+JrZ1fB0JV9lC/27NPlKY= | C:\Temp\vw\test data\ppmd_templates_DNXC1.rvt
ppmd_templates_DNXC1.rvt | DNXC1 - MEDICAL GAS DESIGN | FALSE | DHV | MedGas_DHV | TRUE | 79779898-9917-494b-a027-0013b44e14f1 | EcwI+Hq9Sp0CfJ6sf8v3v5+JrZ1fB0JV9lC/27NPlKY= | C:\Temp\vw\test data\ppmd_templates_DNXC1.rvt
ppmd_templates_DNXC1.rvt | DNXC1 - MEDICAL GAS DESIGN | FALSE | DLV | MedGas_DLV | TRUE | bcdcef93-2e56-440a-a8f7-e9973eadba59 | EcwI+Hq9Sp0CfJ6sf8v3v5+JrZ1fB0JV9lC/27NPlKY= | C:\Temp\vw\test data\ppmd_templates_DNXC1.rvt
ppmd_templates_DNXC1.rvt | DNXC1 - MEDICAL GAS DESIGN | FALSE | LDE | MedGas_LDE | TRUE | cc6496eb-fa04-4455-81d4-1dfb1e6aaa52 | EcwI+Hq9Sp0CfJ6sf8v3v5+JrZ1fB0JV9lC/27NPlKY= | C:\Temp\vw\test data\ppmd_templates_DNXC1.rvt
ppmd_templates_DNXC1.rvt | DNXC1 - MEDICAL GAS DESIGN | FALSE | OX | MedGas_OX | TRUE | 59f6c2e0-639e-4476-adf0-a5c19b1199db | EcwI+Hq9Sp0CfJ6sf8v3v5+JrZ1fB0JV9lC/27NPlKY= | C:\Temp\vw\test data\ppmd_templates_DNXC1.rvt
ppmd_templates_DNXC1.rvt | DNXC1 - MEDICAL GAS DESIGN | FALSE | NO | MedGas_NO | TRUE | 1f31b342-99ad-494b-90ce-f27b8fc04b75 | EcwI+Hq9Sp0CfJ6sf8v3v5+JrZ1fB0JV9lC/27NPlKY= | C:\Temp\vw\test data\ppmd_templates_DNXC1.rvt
ppmd_templates_DNXC1.rvt | DNXC1 - MEDICAL GAS DESIGN | FALSE | NI | MedGas_NI | TRUE | ea24567d-1f4e-45f9-907f-a79ef8b323b1 | EcwI+Hq9Sp0CfJ6sf8v3v5+JrZ1fB0JV9lC/27NPlKY= | C:\Temp\vw\test data\ppmd_templates_DNXC1.rvt
ppmd_templates_DNXC1.rvt | DNXC1 - MEDICAL GAS DESIGN | FALSE | WAGD | MedGas_WAGD | TRUE | 1aa3572e-5073-44b4-acb3-ff8739230b69 | EcwI+Hq9Sp0CfJ6sf8v3v5+JrZ1fB0JV9lC/27NPlKY= | C:\Temp\vw\test data\ppmd_templates_DNXC1.rvt
ppmd_templates_DNXC1.rvt | DNXC1 - MEDICAL GAS DESIGN | FALSE | Notes1 | MedGas_Notes | TRUE | 69d1283f-21ef-46f3-9ebb-e36d00ef4da3 | EcwI+Hq9Sp0CfJ6sf8v3v5+JrZ1fB0JV9lC/27NPlKY= | C:\Temp\vw\test data\ppmd_templates_DNXC1.rvt
ppmd_templates_DNXC1.rvt | DNXC1 - MEDICAL GAS DESIGN | FALSE | Notes2 | MedGas_Notes2 | TRUE | 867f4341-094b-4cc7-b128-8c28392e09cd | EcwI+Hq9Sp0CfJ6sf8v3v5+JrZ1fB0JV9lC/27NPlKY= | C:\Temp\vw\test data\ppmd_templates_DNXC1.rvt
ppmd_templates_DNXC1.rvt | DNXC1 - STRUCTURAL DESIGN | FALSE | Structural Load¦psf | Str_FloorLoad_psf | TRUE | 654b90c9-d71e-4bcd-9f27-a1532becca95 | EcwI+Hq9Sp0CfJ6sf8v3v5+JrZ1fB0JV9lC/27NPlKY= | C:\Temp\vw\test data\ppmd_templates_DNXC1.rvt
ppmd_templates_DNXC1.rvt | DNXC1 - STRUCTURAL DESIGN | FALSE | Structural Load¦kPA | Str_FloorLoad_kPA | FALSE |  | EcwI+Hq9Sp0CfJ6sf8v3v5+JrZ1fB0JV9lC/27NPlKY= | C:\Temp\vw\test data\ppmd_templates_DNXC1.rvt
ppmd_templates_DNXC1.rvt | DNXC1 - STRUCTURAL DESIGN | FALSE | Notes | Str_Notes | TRUE | 509b36e6-cf53-4158-b357-61e3cedd6faa | EcwI+Hq9Sp0CfJ6sf8v3v5+JrZ1fB0JV9lC/27NPlKY= | C:\Temp\vw\test data\ppmd_templates_DNXC1.rvt
ppmd_templates_DNXI1.rvt | DNXI1 - DATA/TELEPHONE EQUIPMENT | FALSE | JSN | JSN | TRUE | 8632cd76-2ab9-457d-8db7-39197de446a2 | pxaaTi2Cp+oqQQ4v8i86h4kIbrxGlIg5Q5cS4OpSDCE= | C:\Temp\vw\test data\ppmd_templates_DNXI1.rvt
ppmd_templates_DNXI1.rvt | DNXI1 - DATA/TELEPHONE EQUIPMENT | FALSE | Nomenclature | Nomenclature | TRUE | f004b755-1952-4a21-a1c1-98f41ef6a86c | pxaaTi2Cp+oqQQ4v8i86h4kIbrxGlIg5Q5cS4OpSDCE= | C:\Temp\vw\test data\ppmd_templates_DNXI1.rvt
ppmd_templates_DNXI1.rvt | DNXI1 - DATA/TELEPHONE EQUIPMENT | FALSE | Qty | Count | FALSE |  | pxaaTi2Cp+oqQQ4v8i86h4kIbrxGlIg5Q5cS4OpSDCE= | C:\Temp\vw\test data\ppmd_templates_DNXI1.rvt
ppmd_templates_DNXI1.rvt | DNXI1 - DATA/TELEPHONE EQUIPMENT | FALSE | Logistics¦AR | CAT_Army | TRUE | fa0e0053-bcc4-42e8-881f-6a4690f994c9 | pxaaTi2Cp+oqQQ4v8i86h4kIbrxGlIg5Q5cS4OpSDCE= | C:\Temp\vw\test data\ppmd_templates_DNXI1.rvt
ppmd_templates_DNXI1.rvt | DNXI1 - DATA/TELEPHONE EQUIPMENT | FALSE | Logistics¦NA | CAT_Navy | TRUE | 183e77a6-b75d-41a5-8f81-f6abfee236ec | pxaaTi2Cp+oqQQ4v8i86h4kIbrxGlIg5Q5cS4OpSDCE= | C:\Temp\vw\test data\ppmd_templates_DNXI1.rvt
ppmd_templates_DNXI1.rvt | DNXI1 - DATA/TELEPHONE EQUIPMENT | FALSE | Logistics¦AF | CAT_AF | TRUE | 053816d3-2f83-4e72-9b30-0a25ff75573f | pxaaTi2Cp+oqQQ4v8i86h4kIbrxGlIg5Q5cS4OpSDCE= | C:\Temp\vw\test data\ppmd_templates_DNXI1.rvt
ppmd_templates_DNXI1.rvt | DNXI1 - DATA/TELEPHONE EQUIPMENT | FALSE | Logistics¦VA | CAT_VA | TRUE | abab06e0-bc20-4958-a9a7-acf73c376614 | pxaaTi2Cp+oqQQ4v8i86h4kIbrxGlIg5Q5cS4OpSDCE= | C:\Temp\vw\test data\ppmd_templates_DNXI1.rvt
ppmd_templates_DNXI1.rvt | DNXI1 - DOOR SCHEDULE | FALSE | Mark | Construction Type | FALSE |  | pxaaTi2Cp+oqQQ4v8i86h4kIbrxGlIg5Q5cS4OpSDCE= | C:\Temp\vw\test data\ppmd_templates_DNXI1.rvt
ppmd_templates_DNXI1.rvt | DNXI1 - DOOR SCHEDULE | FALSE | Type | Family | FALSE |  | pxaaTi2Cp+oqQQ4v8i86h4kIbrxGlIg5Q5cS4OpSDCE= | C:\Temp\vw\test data\ppmd_templates_DNXI1.rvt
ppmd_templates_DNXI1.rvt | DNXI1 - DOOR SCHEDULE | FALSE | Count | Count | FALSE |  | pxaaTi2Cp+oqQQ4v8i86h4kIbrxGlIg5Q5cS4OpSDCE= | C:\Temp\vw\test data\ppmd_templates_DNXI1.rvt
ppmd_templates_DNXI1.rvt | DNXI1 - DOOR SCHEDULE | FALSE | Height¦ft - in | Height | FALSE |  | pxaaTi2Cp+oqQQ4v8i86h4kIbrxGlIg5Q5cS4OpSDCE= | C:\Temp\vw\test data\ppmd_templates_DNXI1.rvt
ppmd_templates_DNXI1.rvt | DNXI1 - DOOR SCHEDULE | FALSE | Width¦ft - in | Width | FALSE |  | pxaaTi2Cp+oqQQ4v8i86h4kIbrxGlIg5Q5cS4OpSDCE= | C:\Temp\vw\test data\ppmd_templates_DNXI1.rvt
ppmd_templates_DNXI1.rvt | DNXI1 - DOOR SCHEDULE | FALSE | Hardware | Door_Hardware | TRUE | aada339e-27db-43a6-a49e-55c88563e0c3 | pxaaTi2Cp+oqQQ4v8i86h4kIbrxGlIg5Q5cS4OpSDCE= | C:\Temp\vw\test data\ppmd_templates_DNXI1.rvt
ppmd_templates_DNXI1.rvt | DNXI1 - DOOR SCHEDULE | FALSE | Notes | Type Comments | FALSE |  | pxaaTi2Cp+oqQQ4v8i86h4kIbrxGlIg5Q5cS4OpSDCE= | C:\Temp\vw\test data\ppmd_templates_DNXI1.rvt
ppmd_templates_DNXI1.rvt | DNXI1 - ELECTRICAL DESIGN | FALSE | Lighting¦LUX1 | Light_Level_LUX | TRUE | fc853981-f613-4f05-81bd-e48fb947424b | pxaaTi2Cp+oqQQ4v8i86h4kIbrxGlIg5Q5cS4OpSDCE= | C:\Temp\vw\test data\ppmd_templates_DNXI1.rvt | 300
ppmd_templates_DNXI1.rvt | DNXI1 - ELECTRICAL DESIGN | FALSE | Lighting¦Footcandles1 | Light_Level_FC | FALSE |  | pxaaTi2Cp+oqQQ4v8i86h4kIbrxGlIg5Q5cS4OpSDCE= | C:\Temp\vw\test data\ppmd_templates_DNXI1.rvt | 28
ppmd_templates_DNXI1.rvt | DNXI1 - ELECTRICAL DESIGN | FALSE | Lighting¦LUX2 | Light_Level_LUX2 | TRUE | 172f1cff-58cc-41cd-b888-0e7a81d2bf40 | pxaaTi2Cp+oqQQ4v8i86h4kIbrxGlIg5Q5cS4OpSDCE= | C:\Temp\vw\test data\ppmd_templates_DNXI1.rvt
ppmd_templates_DNXI1.rvt | DNXI1 - ELECTRICAL DESIGN | FALSE | Lighting¦Footcandles2 | Light_Level_FC2 | FALSE |  | pxaaTi2Cp+oqQQ4v8i86h4kIbrxGlIg5Q5cS4OpSDCE= | C:\Temp\vw\test data\ppmd_templates_DNXI1.rvt
ppmd_templates_DNXI1.rvt | DNXI1 - ELECTRICAL DESIGN | FALSE | Lighting¦Notes | Light_Notes | TRUE | a36245ac-ea57-45c2-bac5-bed4d04a4f78 | pxaaTi2Cp+oqQQ4v8i86h4kIbrxGlIg5Q5cS4OpSDCE= | C:\Temp\vw\test data\ppmd_templates_DNXI1.rvt | A
ppmd_templates_DNXI1.rvt | DNXI1 - ELECTRICAL DESIGN | FALSE | Lighting¦Notes2 | Light_Notes2 | TRUE | 6d0b4891-ce4c-45f8-9560-387866098a10 | pxaaTi2Cp+oqQQ4v8i86h4kIbrxGlIg5Q5cS4OpSDCE= | C:\Temp\vw\test data\ppmd_templates_DNXI1.rvt
ppmd_templates_DNXI1.rvt | DNXI1 - ELECTRICAL DESIGN | FALSE | Essential Power¦% Power | ES_Power% | TRUE | 7cbfe71a-865f-4cf4-b400-c67e3939439b | pxaaTi2Cp+oqQQ4v8i86h4kIbrxGlIg5Q5cS4OpSDCE= | C:\Temp\vw\test data\ppmd_templates_DNXI1.rvt | -
ppmd_templates_DNXI1.rvt | DNXI1 - ELECTRICAL DESIGN | FALSE | Essential Power¦% Light | ES_Light% | TRUE | af00a8bb-40cb-434a-a7e5-b4140f3c844f | pxaaTi2Cp+oqQQ4v8i86h4kIbrxGlIg5Q5cS4OpSDCE= | C:\Temp\vw\test data\ppmd_templates_DNXI1.rvt | -
ppmd_templates_DNXI1.rvt | DNXI1 - ELECTRICAL DESIGN | FALSE | Essential Power¦Notes | ES_Notes | TRUE | 0c3ae867-1060-40b5-bb68-261d16a167a0 | pxaaTi2Cp+oqQQ4v8i86h4kIbrxGlIg5Q5cS4OpSDCE= | C:\Temp\vw\test data\ppmd_templates_DNXI1.rvt | -
ppmd_templates_DNXI1.rvt | DNXI1 - EQUIPMENT SCHEDULE | TRUE | JSN | JSN | TRUE | 8632cd76-2ab9-457d-8db7-39197de446a2 | pxaaTi2Cp+oqQQ4v8i86h4kIbrxGlIg5Q5cS4OpSDCE= | C:\Temp\vw\test data\ppmd_templates_DNXI1.rvt | A1066¦A5075¦A5080¦A5107¦A5145¦CT020¦D2520¦D3300¦F2010¦F3200¦M1801¦P3100¦X3150¦X6450
ppmd_templates_DNXI1.rvt | DNXI1 - EQUIPMENT SCHEDULE | TRUE | Nomenclature | Nomenclature | TRUE | f004b755-1952-4a21-a1c1-98f41ef6a86c | pxaaTi2Cp+oqQQ4v8i86h4kIbrxGlIg5Q5cS4OpSDCE= | C:\Temp\vw\test data\ppmd_templates_DNXI1.rvt | Mirror, Float Glass, With SS Frame¦Dispenser, Soap, Disposable¦Dispenser, Paper Towel, SS, Surface Mounted¦Dispenser, Glove, Surgical/Examination, Wall Mntd¦Hook, Garment, Double, SS, Surface Mounted¦Countertop, Solid Surface, Angled¦Cabinet, Mobile, Storage/Assistant, Dental¦Chair, Radiographic, Dental¦Basket, Wastepaper, Step-On¦Clock, Battery, 12" Diameter¦Computer, Microprocessing, w/Flat Panel Monitor¦Lavatory, Vitreous China, Slab Type¦Rack, Apron/Gloves, Wall Mounted¦Radiographic Unit, Dental, Wall Mounted, 15 mA
ppmd_templates_DNXI1.rvt | DNXI1 - EQUIPMENT SCHEDULE | TRUE | Qty | Count | FALSE |  | pxaaTi2Cp+oqQQ4v8i86h4kIbrxGlIg5Q5cS4OpSDCE= | C:\Temp\vw\test data\ppmd_templates_DNXI1.rvt | 1¦1¦1¦1¦1¦1¦1¦1¦1¦1¦1¦1¦1¦1
ppmd_templates_DNXI1.rvt | DNXI1 - EQUIPMENT SCHEDULE | TRUE | LF | Comments | FALSE |  | pxaaTi2Cp+oqQQ4v8i86h4kIbrxGlIg5Q5cS4OpSDCE= | C:\Temp\vw\test data\ppmd_templates_DNXI1.rvt | 4'-0"
ppmd_templates_DNXI1.rvt | DNXI1 - EQUIPMENT SCHEDULE | TRUE | Logistics¦AR | CAT_Army | TRUE | fa0e0053-bcc4-42e8-881f-6a4690f994c9 | pxaaTi2Cp+oqQQ4v8i86h4kIbrxGlIg5Q5cS4OpSDCE= | C:\Temp\vw\test data\ppmd_templates_DNXI1.rvt | A¦C¦A¦C¦A¦A¦C¦C¦C¦C¦C¦A¦A¦F
ppmd_templates_DNXI1.rvt | DNXI1 - EQUIPMENT SCHEDULE | TRUE | Logistics¦NA | CAT_Navy | TRUE | 183e77a6-b75d-41a5-8f81-f6abfee236ec | pxaaTi2Cp+oqQQ4v8i86h4kIbrxGlIg5Q5cS4OpSDCE= | C:\Temp\vw\test data\ppmd_templates_DNXI1.rvt | A¦C¦A¦C¦A¦A¦C¦C¦C¦C¦C¦A¦A¦F
ppmd_templates_DNXI1.rvt | DNXI1 - EQUIPMENT SCHEDULE | TRUE | Logistics¦AF | CAT_AF | TRUE | 053816d3-2f83-4e72-9b30-0a25ff75573f | pxaaTi2Cp+oqQQ4v8i86h4kIbrxGlIg5Q5cS4OpSDCE= | C:\Temp\vw\test data\ppmd_templates_DNXI1.rvt | A¦C¦A¦C¦A¦A¦C¦C¦C¦C¦C¦A¦A¦F
ppmd_templates_DNXI1.rvt | DNXI1 - EQUIPMENT SCHEDULE | TRUE | Logistics¦VA | CAT_VA | TRUE | abab06e0-bc20-4958-a9a7-acf73c376614 | pxaaTi2Cp+oqQQ4v8i86h4kIbrxGlIg5Q5cS4OpSDCE= | C:\Temp\vw\test data\ppmd_templates_DNXI1.rvt | A¦C¦A¦C¦A¦A¦C¦C¦C¦C¦C¦A¦A¦F
ppmd_templates_DNXI1.rvt | DNXI1 - EQUIPMENT SCHEDULE | TRUE | Utilities¦1 | UTIL_1_WaterDrain | TRUE | 594b780e-c62e-473b-9f66-4d3db2fa1b7f | pxaaTi2Cp+oqQQ4v8i86h4kIbrxGlIg5Q5cS4OpSDCE= | C:\Temp\vw\test data\ppmd_templates_DNXI1.rvt | -¦-¦-¦-¦-¦-¦-¦-¦-¦-¦-¦D¦-¦-
ppmd_templates_DNXI1.rvt | DNXI1 - EQUIPMENT SCHEDULE | TRUE | Utilities¦2 | UTIL_2_Elec | TRUE | 28082216-138e-4a2f-9824-e96dbd7e3cd0 | pxaaTi2Cp+oqQQ4v8i86h4kIbrxGlIg5Q5cS4OpSDCE= | C:\Temp\vw\test data\ppmd_templates_DNXI1.rvt | -¦-¦-¦-¦-¦-¦-¦A¦-¦-¦A¦-¦-¦B
ppmd_templates_DNXI1.rvt | DNXI1 - EQUIPMENT SCHEDULE | TRUE | Utilities¦3 | UTIL_3_MedGas | TRUE | 22af1ef2-54f0-4b6e-b40a-7064dfb8769c | pxaaTi2Cp+oqQQ4v8i86h4kIbrxGlIg5Q5cS4OpSDCE= | C:\Temp\vw\test data\ppmd_templates_DNXI1.rvt | -¦-¦-¦-¦-¦-¦-¦-¦-¦-¦-¦-¦-¦-
ppmd_templates_DNXI1.rvt | DNXI1 - EQUIPMENT SCHEDULE | TRUE | Utilities¦4 | UTIL_4_MiscGas | TRUE | 745b8c3e-fd4a-4430-994a-d25826e1e484 | pxaaTi2Cp+oqQQ4v8i86h4kIbrxGlIg5Q5cS4OpSDCE= | C:\Temp\vw\test data\ppmd_templates_DNXI1.rvt | -¦-¦-¦-¦-¦-¦-¦-¦-¦-¦-¦-¦-¦-
ppmd_templates_DNXI1.rvt | DNXI1 - EQUIPMENT SCHEDULE | TRUE | Utilities¦5 | UTIL_5_NonMedGas | TRUE | 323edf97-d058-44ef-a0fb-1836c80554d8 | pxaaTi2Cp+oqQQ4v8i86h4kIbrxGlIg5Q5cS4OpSDCE= | C:\Temp\vw\test data\ppmd_templates_DNXI1.rvt | -¦-¦-¦-¦-¦-¦-¦-¦-¦-¦-¦-¦-¦-
ppmd_templates_DNXI1.rvt | DNXI1 - EQUIPMENT SCHEDULE | TRUE | Utilities¦6 | UTIL_6_Misc | TRUE | 38083e2d-8ba3-4868-9752-742b7a4a9586 | pxaaTi2Cp+oqQQ4v8i86h4kIbrxGlIg5Q5cS4OpSDCE= | C:\Temp\vw\test data\ppmd_templates_DNXI1.rvt | -¦-¦-¦-¦-¦-¦-¦-¦-¦-¦-¦-¦-¦B
ppmd_templates_DNXI1.rvt | DNXI1 - INTERIOR DESIGN | FALSE | Floor Finish¦Preferred | Floor Finish | FALSE |  | pxaaTi2Cp+oqQQ4v8i86h4kIbrxGlIg5Q5cS4OpSDCE= | C:\Temp\vw\test data\ppmd_templates_DNXI1.rvt | UT
ppmd_templates_DNXI1.rvt | DNXI1 - INTERIOR DESIGN | FALSE | Floor Finish¦Alternate | Floor Finish2 | TRUE | 4030719d-a272-441a-8bfa-d5eb510a1687 | pxaaTi2Cp+oqQQ4v8i86h4kIbrxGlIg5Q5cS4OpSDCE= | C:\Temp\vw\test data\ppmd_templates_DNXI1.rvt
ppmd_templates_DNXI1.rvt | DNXI1 - INTERIOR DESIGN | FALSE | Wall Finish¦Preferred | Wall Finish | FALSE |  | pxaaTi2Cp+oqQQ4v8i86h4kIbrxGlIg5Q5cS4OpSDCE= | C:\Temp\vw\test data\ppmd_templates_DNXI1.rvt | GLG
ppmd_templates_DNXI1.rvt | DNXI1 - INTERIOR DESIGN | FALSE | Wall Finish¦Alternate | Wall Finish2 | TRUE | 5a49d499-57b3-4e1f-afc0-4c041c862be1 | pxaaTi2Cp+oqQQ4v8i86h4kIbrxGlIg5Q5cS4OpSDCE= | C:\Temp\vw\test data\ppmd_templates_DNXI1.rvt | GPT
ppmd_templates_DNXI1.rvt | DNXI1 - INTERIOR DESIGN | FALSE | Ceiling Finish¦Preferred | Ceiling Finish | FALSE |  | pxaaTi2Cp+oqQQ4v8i86h4kIbrxGlIg5Q5cS4OpSDCE= | C:\Temp\vw\test data\ppmd_templates_DNXI1.rvt | AT1
ppmd_templates_DNXI1.rvt | DNXI1 - INTERIOR DESIGN | FALSE | Ceiling Finish¦Alternate | Ceiling Finish2 | TRUE | acb31fd1-378b-4329-97b0-400ae39b5bc4 | pxaaTi2Cp+oqQQ4v8i86h4kIbrxGlIg5Q5cS4OpSDCE= | C:\Temp\vw\test data\ppmd_templates_DNXI1.rvt | -
ppmd_templates_DNXI1.rvt | DNXI1 - INTERIOR DESIGN | FALSE | Room Height¦ft - in | Ceiling_Hgt_IP | TRUE | 9f14ca4f-2465-4385-a17c-7aa549f64c09 | pxaaTi2Cp+oqQQ4v8i86h4kIbrxGlIg5Q5cS4OpSDCE= | C:\Temp\vw\test data\ppmd_templates_DNXI1.rvt | 8' - 6"
ppmd_templates_DNXI1.rvt | DNXI1 - INTERIOR DESIGN | FALSE | Room Noise¦Min NC | Noise_NC_MIN | TRUE | 8c49df6c-7d6b-49fd-9459-f57d0921d704 | pxaaTi2Cp+oqQQ4v8i86h4kIbrxGlIg5Q5cS4OpSDCE= | C:\Temp\vw\test data\ppmd_templates_DNXI1.rvt | 30
ppmd_templates_DNXI1.rvt | DNXI1 - INTERIOR DESIGN | FALSE | Room Noise¦Max NC | Noise_NC_MAX | TRUE | 629b571a-1c14-443c-b8e8-1130b5edb513 | pxaaTi2Cp+oqQQ4v8i86h4kIbrxGlIg5Q5cS4OpSDCE= | C:\Temp\vw\test data\ppmd_templates_DNXI1.rvt | 40
ppmd_templates_DNXI1.rvt | DNXI1 - INTERIOR DESIGN | FALSE | Room Noise¦SC | Noise_SC | TRUE | 44bf9cd1-070a-432c-87d9-26a3211cfe07 | pxaaTi2Cp+oqQQ4v8i86h4kIbrxGlIg5Q5cS4OpSDCE= | C:\Temp\vw\test data\ppmd_templates_DNXI1.rvt | 40
ppmd_templates_DNXI1.rvt | DNXI1 - MECHANICAL DESIGN | FALSE | Air Balance | Air_Balance | TRUE | 587b3cf9-4450-4d95-b8ef-0e93665dbd91 | pxaaTi2Cp+oqQQ4v8i86h4kIbrxGlIg5Q5cS4OpSDCE= | C:\Temp\vw\test data\ppmd_templates_DNXI1.rvt | 0
ppmd_templates_DNXI1.rvt | DNXI1 - MECHANICAL DESIGN | FALSE | Air Changes Total | Air_Changes_Total | TRUE | 3988d7f3-0f28-4410-866c-5bc65e1d842a | pxaaTi2Cp+oqQQ4v8i86h4kIbrxGlIg5Q5cS4OpSDCE= | C:\Temp\vw\test data\ppmd_templates_DNXI1.rvt | 6
ppmd_templates_DNXI1.rvt | DNXI1 - MECHANICAL DESIGN | FALSE | Air Changes OA | Air_Changes_OA | TRUE | b7af949f-3b64-4f85-9391-d9f17dcaad1e | pxaaTi2Cp+oqQQ4v8i86h4kIbrxGlIg5Q5cS4OpSDCE= | C:\Temp\vw\test data\ppmd_templates_DNXI1.rvt | 2
ppmd_templates_DNXI1.rvt | DNXI1 - MECHANICAL DESIGN | FALSE | 100% Exhaust Air | Exhaust_Air_100% | TRUE | 62b97784-583b-47d5-90a3-a90bbb961b6e | pxaaTi2Cp+oqQQ4v8i86h4kIbrxGlIg5Q5cS4OpSDCE= | C:\Temp\vw\test data\ppmd_templates_DNXI1.rvt | -
ppmd_templates_DNXI1.rvt | DNXI1 - MECHANICAL DESIGN | FALSE | Summer Temp¦F | Temp_Summer_F | TRUE | 1cbf6964-bd0f-4852-b367-ef4828e2e2cc | pxaaTi2Cp+oqQQ4v8i86h4kIbrxGlIg5Q5cS4OpSDCE= | C:\Temp\vw\test data\ppmd_templates_DNXI1.rvt | 75
ppmd_templates_DNXI1.rvt | DNXI1 - MECHANICAL DESIGN | FALSE | Summer Temp¦C | Temp_Summer_C | FALSE |  | pxaaTi2Cp+oqQQ4v8i86h4kIbrxGlIg5Q5cS4OpSDCE= | C:\Temp\vw\test data\ppmd_templates_DNXI1.rvt | 24
ppmd_templates_DNXI1.rvt | DNXI1 - MECHANICAL DESIGN | FALSE | Summer Temp¦Note | Temp_Summer_Note | TRUE | 6248fa3c-bb43-4e1c-91bb-60e102e573b7 | pxaaTi2Cp+oqQQ4v8i86h4kIbrxGlIg5Q5cS4OpSDCE= | C:\Temp\vw\test data\ppmd_templates_DNXI1.rvt
ppmd_templates_DNXI1.rvt | DNXI1 - MECHANICAL DESIGN | FALSE | Winter Temp¦F | Temp_Winter_F | TRUE | b4f9888f-41ad-47ef-a6af-145b3de732c9 | pxaaTi2Cp+oqQQ4v8i86h4kIbrxGlIg5Q5cS4OpSDCE= | C:\Temp\vw\test data\ppmd_templates_DNXI1.rvt | 68
ppmd_templates_DNXI1.rvt | DNXI1 - MECHANICAL DESIGN | FALSE | Winter Temp¦C | Temp_Winter_C | FALSE |  | pxaaTi2Cp+oqQQ4v8i86h4kIbrxGlIg5Q5cS4OpSDCE= | C:\Temp\vw\test data\ppmd_templates_DNXI1.rvt | 20
ppmd_templates_DNXI1.rvt | DNXI1 - MECHANICAL DESIGN | FALSE | Winter Temp¦Note | Temp_Winter_Note | TRUE | aacd83fc-f530-464e-b089-01667d3c52cd | pxaaTi2Cp+oqQQ4v8i86h4kIbrxGlIg5Q5cS4OpSDCE= | C:\Temp\vw\test data\ppmd_templates_DNXI1.rvt
ppmd_templates_DNXI1.rvt | DNXI1 - MECHANICAL DESIGN | FALSE | Max Relative Humidity | Relative_Humidity | TRUE | 36ead6c1-4384-4a65-8654-06a60aef94cb | pxaaTi2Cp+oqQQ4v8i86h4kIbrxGlIg5Q5cS4OpSDCE= | C:\Temp\vw\test data\ppmd_templates_DNXI1.rvt | -
ppmd_templates_DNXI1.rvt | DNXI1 - MECHANICAL DESIGN | FALSE | Filtration¦Interm % | Filtration_Inter_% | TRUE | 4f03ad65-f905-419e-a0cf-8f58fe921fbc | pxaaTi2Cp+oqQQ4v8i86h4kIbrxGlIg5Q5cS4OpSDCE= | C:\Temp\vw\test data\ppmd_templates_DNXI1.rvt | 14
ppmd_templates_DNXI1.rvt | DNXI1 - MECHANICAL DESIGN | FALSE | Filtration¦Final % | Filtration_Final_% | TRUE | cc736e5f-46f5-476a-8d0a-ceb32d8d4e5a | pxaaTi2Cp+oqQQ4v8i86h4kIbrxGlIg5Q5cS4OpSDCE= | C:\Temp\vw\test data\ppmd_templates_DNXI1.rvt | -
ppmd_templates_DNXI1.rvt | DNXI1 - MECHANICAL DESIGN | FALSE | Notes | Mech_Notes | TRUE | a32df790-0ab9-4c4a-b19c-511c2eef6d56 | pxaaTi2Cp+oqQQ4v8i86h4kIbrxGlIg5Q5cS4OpSDCE= | C:\Temp\vw\test data\ppmd_templates_DNXI1.rvt | -
ppmd_templates_DNXI1.rvt | DNXI1 - MEDICAL GAS DESIGN | FALSE | MCA | MedGas_MCA | TRUE | 3b23ea7f-b9f1-4749-8a2b-eb6a4fab4cdc | pxaaTi2Cp+oqQQ4v8i86h4kIbrxGlIg5Q5cS4OpSDCE= | C:\Temp\vw\test data\ppmd_templates_DNXI1.rvt | -
ppmd_templates_DNXI1.rvt | DNXI1 - MEDICAL GAS DESIGN | FALSE | DCA | MedGas_DCA | TRUE | 20dc9c73-7465-4e8a-8300-4a8b5a46a91c | pxaaTi2Cp+oqQQ4v8i86h4kIbrxGlIg5Q5cS4OpSDCE= | C:\Temp\vw\test data\ppmd_templates_DNXI1.rvt | -
ppmd_templates_DNXI1.rvt | DNXI1 - MEDICAL GAS DESIGN | FALSE | LA | MedGas_LA | TRUE | 99801083-d820-4c5f-ad07-ab168e1bbda0 | pxaaTi2Cp+oqQQ4v8i86h4kIbrxGlIg5Q5cS4OpSDCE= | C:\Temp\vw\test data\ppmd_templates_DNXI1.rvt | -
ppmd_templates_DNXI1.rvt | DNXI1 - MEDICAL GAS DESIGN | FALSE | PA | MedGas_PA | TRUE | 55793ba6-1647-428e-86f6-5ce4153c7f2e | pxaaTi2Cp+oqQQ4v8i86h4kIbrxGlIg5Q5cS4OpSDCE= | C:\Temp\vw\test data\ppmd_templates_DNXI1.rvt | -
ppmd_templates_DNXI1.rvt | DNXI1 - MEDICAL GAS DESIGN | FALSE | MV | MedGas_MV | TRUE | 0a0bec6d-9172-4a2c-9fb3-7616a08f677a | pxaaTi2Cp+oqQQ4v8i86h4kIbrxGlIg5Q5cS4OpSDCE= | C:\Temp\vw\test data\ppmd_templates_DNXI1.rvt | -
ppmd_templates_DNXI1.rvt | DNXI1 - MEDICAL GAS DESIGN | FALSE | DHV | MedGas_DHV | TRUE | 79779898-9917-494b-a027-0013b44e14f1 | pxaaTi2Cp+oqQQ4v8i86h4kIbrxGlIg5Q5cS4OpSDCE= | C:\Temp\vw\test data\ppmd_templates_DNXI1.rvt | -
ppmd_templates_DNXI1.rvt | DNXI1 - MEDICAL GAS DESIGN | FALSE | DLV | MedGas_DLV | TRUE | bcdcef93-2e56-440a-a8f7-e9973eadba59 | pxaaTi2Cp+oqQQ4v8i86h4kIbrxGlIg5Q5cS4OpSDCE= | C:\Temp\vw\test data\ppmd_templates_DNXI1.rvt | -
ppmd_templates_DNXI1.rvt | DNXI1 - MEDICAL GAS DESIGN | FALSE | LDE | MedGas_LDE | TRUE | cc6496eb-fa04-4455-81d4-1dfb1e6aaa52 | pxaaTi2Cp+oqQQ4v8i86h4kIbrxGlIg5Q5cS4OpSDCE= | C:\Temp\vw\test data\ppmd_templates_DNXI1.rvt | -
ppmd_templates_DNXI1.rvt | DNXI1 - MEDICAL GAS DESIGN | FALSE | OX | MedGas_OX | TRUE | 59f6c2e0-639e-4476-adf0-a5c19b1199db | pxaaTi2Cp+oqQQ4v8i86h4kIbrxGlIg5Q5cS4OpSDCE= | C:\Temp\vw\test data\ppmd_templates_DNXI1.rvt | -
ppmd_templates_DNXI1.rvt | DNXI1 - MEDICAL GAS DESIGN | FALSE | NO | MedGas_NO | TRUE | 1f31b342-99ad-494b-90ce-f27b8fc04b75 | pxaaTi2Cp+oqQQ4v8i86h4kIbrxGlIg5Q5cS4OpSDCE= | C:\Temp\vw\test data\ppmd_templates_DNXI1.rvt | -
ppmd_templates_DNXI1.rvt | DNXI1 - MEDICAL GAS DESIGN | FALSE | NI | MedGas_NI | TRUE | ea24567d-1f4e-45f9-907f-a79ef8b323b1 | pxaaTi2Cp+oqQQ4v8i86h4kIbrxGlIg5Q5cS4OpSDCE= | C:\Temp\vw\test data\ppmd_templates_DNXI1.rvt | -
ppmd_templates_DNXI1.rvt | DNXI1 - MEDICAL GAS DESIGN | FALSE | WAGD | MedGas_WAGD | TRUE | 1aa3572e-5073-44b4-acb3-ff8739230b69 | pxaaTi2Cp+oqQQ4v8i86h4kIbrxGlIg5Q5cS4OpSDCE= | C:\Temp\vw\test data\ppmd_templates_DNXI1.rvt | -
ppmd_templates_DNXI1.rvt | DNXI1 - MEDICAL GAS DESIGN | FALSE | Notes1 | MedGas_Notes | TRUE | 69d1283f-21ef-46f3-9ebb-e36d00ef4da3 | pxaaTi2Cp+oqQQ4v8i86h4kIbrxGlIg5Q5cS4OpSDCE= | C:\Temp\vw\test data\ppmd_templates_DNXI1.rvt | -
ppmd_templates_DNXI1.rvt | DNXI1 - MEDICAL GAS DESIGN | FALSE | Notes2 | MedGas_Notes2 | TRUE | 867f4341-094b-4cc7-b128-8c28392e09cd | pxaaTi2Cp+oqQQ4v8i86h4kIbrxGlIg5Q5cS4OpSDCE= | C:\Temp\vw\test data\ppmd_templates_DNXI1.rvt
ppmd_templates_DNXI1.rvt | DNXI1 - STRUCTURAL DESIGN | FALSE | Structural Load¦psf | Str_FloorLoad_psf | TRUE | 654b90c9-d71e-4bcd-9f27-a1532becca95 | pxaaTi2Cp+oqQQ4v8i86h4kIbrxGlIg5Q5cS4OpSDCE= | C:\Temp\vw\test data\ppmd_templates_DNXI1.rvt | 60
ppmd_templates_DNXI1.rvt | DNXI1 - STRUCTURAL DESIGN | FALSE | Structural Load¦kPA | Str_FloorLoad_kPA | FALSE |  | pxaaTi2Cp+oqQQ4v8i86h4kIbrxGlIg5Q5cS4OpSDCE= | C:\Temp\vw\test data\ppmd_templates_DNXI1.rvt | 3
ppmd_templates_DNXI1.rvt | DNXI1 - STRUCTURAL DESIGN | FALSE | Notes | Str_Notes | TRUE | 509b36e6-cf53-4158-b357-61e3cedd6faa | pxaaTi2Cp+oqQQ4v8i86h4kIbrxGlIg5Q5cS4OpSDCE= | C:\Temp\vw\test data\ppmd_templates_DNXI1.rvt
ppmd_templates_DNXS1.rvt | DNXS1 - DATA/TELEPHONE EQUIPMENT | FALSE | JSN | JSN | TRUE | 8632cd76-2ab9-457d-8db7-39197de446a2 | QxWOmYBA9m+ci7QamO+eLe1CJMs06PDTHs3bNdEjTlg= | C:\Temp\vw\test data\ppmd_templates_DNXS1.rvt
ppmd_templates_DNXS1.rvt | DNXS1 - DATA/TELEPHONE EQUIPMENT | FALSE | Nomenclature | Nomenclature | TRUE | f004b755-1952-4a21-a1c1-98f41ef6a86c | QxWOmYBA9m+ci7QamO+eLe1CJMs06PDTHs3bNdEjTlg= | C:\Temp\vw\test data\ppmd_templates_DNXS1.rvt
ppmd_templates_DNXS1.rvt | DNXS1 - DATA/TELEPHONE EQUIPMENT | FALSE | Qty | Count | FALSE |  | QxWOmYBA9m+ci7QamO+eLe1CJMs06PDTHs3bNdEjTlg= | C:\Temp\vw\test data\ppmd_templates_DNXS1.rvt
ppmd_templates_DNXS1.rvt | DNXS1 - DATA/TELEPHONE EQUIPMENT | FALSE | Logistics¦AR | CAT_Army | TRUE | fa0e0053-bcc4-42e8-881f-6a4690f994c9 | QxWOmYBA9m+ci7QamO+eLe1CJMs06PDTHs3bNdEjTlg= | C:\Temp\vw\test data\ppmd_templates_DNXS1.rvt
ppmd_templates_DNXS1.rvt | DNXS1 - DATA/TELEPHONE EQUIPMENT | FALSE | Logistics¦NA | CAT_Navy | TRUE | 183e77a6-b75d-41a5-8f81-f6abfee236ec | QxWOmYBA9m+ci7QamO+eLe1CJMs06PDTHs3bNdEjTlg= | C:\Temp\vw\test data\ppmd_templates_DNXS1.rvt
ppmd_templates_DNXS1.rvt | DNXS1 - DATA/TELEPHONE EQUIPMENT | FALSE | Logistics¦AF | CAT_AF | TRUE | 053816d3-2f83-4e72-9b30-0a25ff75573f | QxWOmYBA9m+ci7QamO+eLe1CJMs06PDTHs3bNdEjTlg= | C:\Temp\vw\test data\ppmd_templates_DNXS1.rvt
ppmd_templates_DNXS1.rvt | DNXS1 - DATA/TELEPHONE EQUIPMENT | FALSE | Logistics¦VA | CAT_VA | TRUE | abab06e0-bc20-4958-a9a7-acf73c376614 | QxWOmYBA9m+ci7QamO+eLe1CJMs06PDTHs3bNdEjTlg= | C:\Temp\vw\test data\ppmd_templates_DNXS1.rvt
ppmd_templates_DNXS1.rvt | DNXS1 - DOOR SCHEDULE | FALSE | Mark | Construction Type | FALSE |  | QxWOmYBA9m+ci7QamO+eLe1CJMs06PDTHs3bNdEjTlg= | C:\Temp\vw\test data\ppmd_templates_DNXS1.rvt
ppmd_templates_DNXS1.rvt | DNXS1 - DOOR SCHEDULE | FALSE | Type | Family | FALSE |  | QxWOmYBA9m+ci7QamO+eLe1CJMs06PDTHs3bNdEjTlg= | C:\Temp\vw\test data\ppmd_templates_DNXS1.rvt
ppmd_templates_DNXS1.rvt | DNXS1 - DOOR SCHEDULE | FALSE | Count | Count | FALSE |  | QxWOmYBA9m+ci7QamO+eLe1CJMs06PDTHs3bNdEjTlg= | C:\Temp\vw\test data\ppmd_templates_DNXS1.rvt
ppmd_templates_DNXS1.rvt | DNXS1 - DOOR SCHEDULE | FALSE | Height¦ft - in | Height | FALSE |  | QxWOmYBA9m+ci7QamO+eLe1CJMs06PDTHs3bNdEjTlg= | C:\Temp\vw\test data\ppmd_templates_DNXS1.rvt
ppmd_templates_DNXS1.rvt | DNXS1 - DOOR SCHEDULE | FALSE | Width¦ft - in | Width | FALSE |  | QxWOmYBA9m+ci7QamO+eLe1CJMs06PDTHs3bNdEjTlg= | C:\Temp\vw\test data\ppmd_templates_DNXS1.rvt
ppmd_templates_DNXS1.rvt | DNXS1 - DOOR SCHEDULE | FALSE | Hardware | Door_Hardware | TRUE | aada339e-27db-43a6-a49e-55c88563e0c3 | QxWOmYBA9m+ci7QamO+eLe1CJMs06PDTHs3bNdEjTlg= | C:\Temp\vw\test data\ppmd_templates_DNXS1.rvt
ppmd_templates_DNXS1.rvt | DNXS1 - DOOR SCHEDULE | FALSE | Notes | Type Comments | FALSE |  | QxWOmYBA9m+ci7QamO+eLe1CJMs06PDTHs3bNdEjTlg= | C:\Temp\vw\test data\ppmd_templates_DNXS1.rvt
ppmd_templates_DNXS1.rvt | DNXS1 - ELECTRICAL DESIGN | FALSE | Lighting¦LUX1 | Light_Level_LUX | TRUE | fc853981-f613-4f05-81bd-e48fb947424b | QxWOmYBA9m+ci7QamO+eLe1CJMs06PDTHs3bNdEjTlg= | C:\Temp\vw\test data\ppmd_templates_DNXS1.rvt | 300
ppmd_templates_DNXS1.rvt | DNXS1 - ELECTRICAL DESIGN | FALSE | Lighting¦Footcandles1 | Light_Level_FC | FALSE |  | QxWOmYBA9m+ci7QamO+eLe1CJMs06PDTHs3bNdEjTlg= | C:\Temp\vw\test data\ppmd_templates_DNXS1.rvt | 28
ppmd_templates_DNXS1.rvt | DNXS1 - ELECTRICAL DESIGN | FALSE | Lighting¦LUX2 | Light_Level_LUX2 | TRUE | 172f1cff-58cc-41cd-b888-0e7a81d2bf40 | QxWOmYBA9m+ci7QamO+eLe1CJMs06PDTHs3bNdEjTlg= | C:\Temp\vw\test data\ppmd_templates_DNXS1.rvt
ppmd_templates_DNXS1.rvt | DNXS1 - ELECTRICAL DESIGN | FALSE | Lighting¦Footcandles2 | Light_Level_FC2 | FALSE |  | QxWOmYBA9m+ci7QamO+eLe1CJMs06PDTHs3bNdEjTlg= | C:\Temp\vw\test data\ppmd_templates_DNXS1.rvt
ppmd_templates_DNXS1.rvt | DNXS1 - ELECTRICAL DESIGN | FALSE | Lighting¦Notes | Light_Notes | TRUE | a36245ac-ea57-45c2-bac5-bed4d04a4f78 | QxWOmYBA9m+ci7QamO+eLe1CJMs06PDTHs3bNdEjTlg= | C:\Temp\vw\test data\ppmd_templates_DNXS1.rvt | A
ppmd_templates_DNXS1.rvt | DNXS1 - ELECTRICAL DESIGN | FALSE | Lighting¦Notes2 | Light_Notes2 | TRUE | 6d0b4891-ce4c-45f8-9560-387866098a10 | QxWOmYBA9m+ci7QamO+eLe1CJMs06PDTHs3bNdEjTlg= | C:\Temp\vw\test data\ppmd_templates_DNXS1.rvt
ppmd_templates_DNXS1.rvt | DNXS1 - ELECTRICAL DESIGN | FALSE | Essential Power¦% Power | ES_Power% | TRUE | 7cbfe71a-865f-4cf4-b400-c67e3939439b | QxWOmYBA9m+ci7QamO+eLe1CJMs06PDTHs3bNdEjTlg= | C:\Temp\vw\test data\ppmd_templates_DNXS1.rvt | -
ppmd_templates_DNXS1.rvt | DNXS1 - ELECTRICAL DESIGN | FALSE | Essential Power¦% Light | ES_Light% | TRUE | af00a8bb-40cb-434a-a7e5-b4140f3c844f | QxWOmYBA9m+ci7QamO+eLe1CJMs06PDTHs3bNdEjTlg= | C:\Temp\vw\test data\ppmd_templates_DNXS1.rvt | -
ppmd_templates_DNXS1.rvt | DNXS1 - ELECTRICAL DESIGN | FALSE | Essential Power¦Notes | ES_Notes | TRUE | 0c3ae867-1060-40b5-bb68-261d16a167a0 | QxWOmYBA9m+ci7QamO+eLe1CJMs06PDTHs3bNdEjTlg= | C:\Temp\vw\test data\ppmd_templates_DNXS1.rvt | -
ppmd_templates_DNXS1.rvt | DNXS1 - EQUIPMENT SCHEDULE | TRUE | JSN | JSN | TRUE | 8632cd76-2ab9-457d-8db7-39197de446a2 | QxWOmYBA9m+ci7QamO+eLe1CJMs06PDTHs3bNdEjTlg= | C:\Temp\vw\test data\ppmd_templates_DNXS1.rvt | A1066¦A5075¦A5080¦A5107¦A5145¦C0044¦CT020¦CT020¦D2520¦D3300¦F0280¦F2010¦F3200¦M1801¦P3100¦X3150¦X6450
ppmd_templates_DNXS1.rvt | DNXS1 - EQUIPMENT SCHEDULE | TRUE | Nomenclature | Nomenclature | TRUE | f004b755-1952-4a21-a1c1-98f41ef6a86c | QxWOmYBA9m+ci7QamO+eLe1CJMs06PDTHs3bNdEjTlg= | C:\Temp\vw\test data\ppmd_templates_DNXS1.rvt | Mirror, Float Glass, With SS Frame¦Dispenser, Soap, Disposable¦Dispenser, Paper Towel, SS, Surface Mounted¦Dispenser, Glove, Surgical/Examination, Wall Mntd¦Hook, Garment, Double, SS, Surface Mounted¦Frame, Apron, 1 Drawer, 4x30x22¦Countertop, Solid Surface¦Countertop, Solid Surface, Angled¦Cabinet, Mobile, Storage/Assistant, Dental¦Chair, Radiographic, Dental¦Chair, Swivel, Low Back¦Basket, Wastepaper, Step-On¦Clock, Battery, 12" Diameter¦Computer, Microprocessing, w/Flat Panel Monitor¦Lavatory, Vitreous China, Slab Type¦Rack, Apron/Gloves, Wall Mounted¦Radiographic Unit, Dental, Wall Mounted, 15 mA
ppmd_templates_DNXS1.rvt | DNXS1 - EQUIPMENT SCHEDULE | TRUE | Qty | Count | FALSE |  | QxWOmYBA9m+ci7QamO+eLe1CJMs06PDTHs3bNdEjTlg= | C:\Temp\vw\test data\ppmd_templates_DNXS1.rvt | 1¦1¦1¦1¦1¦2¦1¦1¦1¦1¦1¦2¦1¦2¦1¦1¦1
ppmd_templates_DNXS1.rvt | DNXS1 - EQUIPMENT SCHEDULE | TRUE | LF | Comments | FALSE |  | QxWOmYBA9m+ci7QamO+eLe1CJMs06PDTHs3bNdEjTlg= | C:\Temp\vw\test data\ppmd_templates_DNXS1.rvt | 5'-0"¦4'-0"
ppmd_templates_DNXS1.rvt | DNXS1 - EQUIPMENT SCHEDULE | TRUE | Logistics¦AR | CAT_Army | TRUE | fa0e0053-bcc4-42e8-881f-6a4690f994c9 | QxWOmYBA9m+ci7QamO+eLe1CJMs06PDTHs3bNdEjTlg= | C:\Temp\vw\test data\ppmd_templates_DNXS1.rvt | A¦C¦A¦C¦A¦A¦A¦A¦C¦C¦C¦C¦C¦C¦A¦A¦C
ppmd_templates_DNXS1.rvt | DNXS1 - EQUIPMENT SCHEDULE | TRUE | Logistics¦NA | CAT_Navy | TRUE | 183e77a6-b75d-41a5-8f81-f6abfee236ec | QxWOmYBA9m+ci7QamO+eLe1CJMs06PDTHs3bNdEjTlg= | C:\Temp\vw\test data\ppmd_templates_DNXS1.rvt | A¦C¦A¦C¦A¦A¦A¦A¦C¦C¦C¦C¦C¦C¦A¦A¦C
ppmd_templates_DNXS1.rvt | DNXS1 - EQUIPMENT SCHEDULE | TRUE | Logistics¦AF | CAT_AF | TRUE | 053816d3-2f83-4e72-9b30-0a25ff75573f | QxWOmYBA9m+ci7QamO+eLe1CJMs06PDTHs3bNdEjTlg= | C:\Temp\vw\test data\ppmd_templates_DNXS1.rvt | A¦C¦A¦C¦A¦A¦A¦A¦C¦C¦C¦C¦C¦C¦A¦A¦C
ppmd_templates_DNXS1.rvt | DNXS1 - EQUIPMENT SCHEDULE | TRUE | Logistics¦VA | CAT_VA | TRUE | abab06e0-bc20-4958-a9a7-acf73c376614 | QxWOmYBA9m+ci7QamO+eLe1CJMs06PDTHs3bNdEjTlg= | C:\Temp\vw\test data\ppmd_templates_DNXS1.rvt | A¦C¦A¦C¦A¦A¦A¦A¦C¦C¦C¦C¦C¦C¦A¦A¦C
ppmd_templates_DNXS1.rvt | DNXS1 - EQUIPMENT SCHEDULE | TRUE | Utilities¦1 | UTIL_1_WaterDrain | TRUE | 594b780e-c62e-473b-9f66-4d3db2fa1b7f | QxWOmYBA9m+ci7QamO+eLe1CJMs06PDTHs3bNdEjTlg= | C:\Temp\vw\test data\ppmd_templates_DNXS1.rvt | -¦-¦-¦-¦-¦-¦-¦-¦-¦-¦-¦-¦-¦-¦D¦-¦-
ppmd_templates_DNXS1.rvt | DNXS1 - EQUIPMENT SCHEDULE | TRUE | Utilities¦2 | UTIL_2_Elec | TRUE | 28082216-138e-4a2f-9824-e96dbd7e3cd0 | QxWOmYBA9m+ci7QamO+eLe1CJMs06PDTHs3bNdEjTlg= | C:\Temp\vw\test data\ppmd_templates_DNXS1.rvt | -¦-¦-¦-¦-¦-¦-¦-¦-¦A¦-¦-¦-¦A¦-¦-¦B
ppmd_templates_DNXS1.rvt | DNXS1 - EQUIPMENT SCHEDULE | TRUE | Utilities¦3 | UTIL_3_MedGas | TRUE | 22af1ef2-54f0-4b6e-b40a-7064dfb8769c | QxWOmYBA9m+ci7QamO+eLe1CJMs06PDTHs3bNdEjTlg= | C:\Temp\vw\test data\ppmd_templates_DNXS1.rvt | -¦-¦-¦-¦-¦-¦-¦-¦-¦-¦-¦-¦-¦-¦-¦-¦-
ppmd_templates_DNXS1.rvt | DNXS1 - EQUIPMENT SCHEDULE | TRUE | Utilities¦4 | UTIL_4_MiscGas | TRUE | 745b8c3e-fd4a-4430-994a-d25826e1e484 | QxWOmYBA9m+ci7QamO+eLe1CJMs06PDTHs3bNdEjTlg= | C:\Temp\vw\test data\ppmd_templates_DNXS1.rvt | -¦-¦-¦-¦-¦-¦-¦-¦-¦-¦-¦-¦-¦-¦-¦-¦-
ppmd_templates_DNXS1.rvt | DNXS1 - EQUIPMENT SCHEDULE | TRUE | Utilities¦5 | UTIL_5_NonMedGas | TRUE | 323edf97-d058-44ef-a0fb-1836c80554d8 | QxWOmYBA9m+ci7QamO+eLe1CJMs06PDTHs3bNdEjTlg= | C:\Temp\vw\test data\ppmd_templates_DNXS1.rvt | -¦-¦-¦-¦-¦-¦-¦-¦-¦-¦-¦-¦-¦-¦-¦-¦-
ppmd_templates_DNXS1.rvt | DNXS1 - EQUIPMENT SCHEDULE | TRUE | Utilities¦6 | UTIL_6_Misc | TRUE | 38083e2d-8ba3-4868-9752-742b7a4a9586 | QxWOmYBA9m+ci7QamO+eLe1CJMs06PDTHs3bNdEjTlg= | C:\Temp\vw\test data\ppmd_templates_DNXS1.rvt | -¦-¦-¦-¦-¦-¦-¦-¦-¦-¦-¦-¦-¦-¦-¦-¦B
ppmd_templates_DNXS1.rvt | DNXS1 - INTERIOR DESIGN | FALSE | Floor Finish¦Preferred | Floor Finish | FALSE |  | QxWOmYBA9m+ci7QamO+eLe1CJMs06PDTHs3bNdEjTlg= | C:\Temp\vw\test data\ppmd_templates_DNXS1.rvt | UT
ppmd_templates_DNXS1.rvt | DNXS1 - INTERIOR DESIGN | FALSE | Floor Finish¦Alternate | Floor Finish2 | TRUE | 4030719d-a272-441a-8bfa-d5eb510a1687 | QxWOmYBA9m+ci7QamO+eLe1CJMs06PDTHs3bNdEjTlg= | C:\Temp\vw\test data\ppmd_templates_DNXS1.rvt
ppmd_templates_DNXS1.rvt | DNXS1 - INTERIOR DESIGN | FALSE | Wall Finish¦Preferred | Wall Finish | FALSE |  | QxWOmYBA9m+ci7QamO+eLe1CJMs06PDTHs3bNdEjTlg= | C:\Temp\vw\test data\ppmd_templates_DNXS1.rvt | GLG
ppmd_templates_DNXS1.rvt | DNXS1 - INTERIOR DESIGN | FALSE | Wall Finish¦Alternate | Wall Finish2 | TRUE | 5a49d499-57b3-4e1f-afc0-4c041c862be1 | QxWOmYBA9m+ci7QamO+eLe1CJMs06PDTHs3bNdEjTlg= | C:\Temp\vw\test data\ppmd_templates_DNXS1.rvt | GPT
ppmd_templates_DNXS1.rvt | DNXS1 - INTERIOR DESIGN | FALSE | Ceiling Finish¦Preferred | Ceiling Finish | FALSE |  | QxWOmYBA9m+ci7QamO+eLe1CJMs06PDTHs3bNdEjTlg= | C:\Temp\vw\test data\ppmd_templates_DNXS1.rvt | AT1
ppmd_templates_DNXS1.rvt | DNXS1 - INTERIOR DESIGN | FALSE | Ceiling Finish¦Alternate | Ceiling Finish2 | TRUE | acb31fd1-378b-4329-97b0-400ae39b5bc4 | QxWOmYBA9m+ci7QamO+eLe1CJMs06PDTHs3bNdEjTlg= | C:\Temp\vw\test data\ppmd_templates_DNXS1.rvt | -
ppmd_templates_DNXS1.rvt | DNXS1 - INTERIOR DESIGN | FALSE | Room Height¦ft - in | Ceiling_Hgt_IP | TRUE | 9f14ca4f-2465-4385-a17c-7aa549f64c09 | QxWOmYBA9m+ci7QamO+eLe1CJMs06PDTHs3bNdEjTlg= | C:\Temp\vw\test data\ppmd_templates_DNXS1.rvt | 8' - 6"
ppmd_templates_DNXS1.rvt | DNXS1 - INTERIOR DESIGN | FALSE | Room Noise¦Min NC | Noise_NC_MIN | TRUE | 8c49df6c-7d6b-49fd-9459-f57d0921d704 | QxWOmYBA9m+ci7QamO+eLe1CJMs06PDTHs3bNdEjTlg= | C:\Temp\vw\test data\ppmd_templates_DNXS1.rvt | 30
ppmd_templates_DNXS1.rvt | DNXS1 - INTERIOR DESIGN | FALSE | Room Noise¦Max NC | Noise_NC_MAX | TRUE | 629b571a-1c14-443c-b8e8-1130b5edb513 | QxWOmYBA9m+ci7QamO+eLe1CJMs06PDTHs3bNdEjTlg= | C:\Temp\vw\test data\ppmd_templates_DNXS1.rvt | 40
ppmd_templates_DNXS1.rvt | DNXS1 - INTERIOR DESIGN | FALSE | Room Noise¦SC | Noise_SC | TRUE | 44bf9cd1-070a-432c-87d9-26a3211cfe07 | QxWOmYBA9m+ci7QamO+eLe1CJMs06PDTHs3bNdEjTlg= | C:\Temp\vw\test data\ppmd_templates_DNXS1.rvt | 40
ppmd_templates_DNXS1.rvt | DNXS1 - MECHANICAL DESIGN | FALSE | Air Balance | Air_Balance | TRUE | 587b3cf9-4450-4d95-b8ef-0e93665dbd91 | QxWOmYBA9m+ci7QamO+eLe1CJMs06PDTHs3bNdEjTlg= | C:\Temp\vw\test data\ppmd_templates_DNXS1.rvt | 0
ppmd_templates_DNXS1.rvt | DNXS1 - MECHANICAL DESIGN | FALSE | Air Changes Total | Air_Changes_Total | TRUE | 3988d7f3-0f28-4410-866c-5bc65e1d842a | QxWOmYBA9m+ci7QamO+eLe1CJMs06PDTHs3bNdEjTlg= | C:\Temp\vw\test data\ppmd_templates_DNXS1.rvt | 6
ppmd_templates_DNXS1.rvt | DNXS1 - MECHANICAL DESIGN | FALSE | Air Changes OA | Air_Changes_OA | TRUE | b7af949f-3b64-4f85-9391-d9f17dcaad1e | QxWOmYBA9m+ci7QamO+eLe1CJMs06PDTHs3bNdEjTlg= | C:\Temp\vw\test data\ppmd_templates_DNXS1.rvt | 2
ppmd_templates_DNXS1.rvt | DNXS1 - MECHANICAL DESIGN | FALSE | 100% Exhaust Air | Exhaust_Air_100% | TRUE | 62b97784-583b-47d5-90a3-a90bbb961b6e | QxWOmYBA9m+ci7QamO+eLe1CJMs06PDTHs3bNdEjTlg= | C:\Temp\vw\test data\ppmd_templates_DNXS1.rvt | -
ppmd_templates_DNXS1.rvt | DNXS1 - MECHANICAL DESIGN | FALSE | Summer Temp¦F | Temp_Summer_F | TRUE | 1cbf6964-bd0f-4852-b367-ef4828e2e2cc | QxWOmYBA9m+ci7QamO+eLe1CJMs06PDTHs3bNdEjTlg= | C:\Temp\vw\test data\ppmd_templates_DNXS1.rvt | 75
ppmd_templates_DNXS1.rvt | DNXS1 - MECHANICAL DESIGN | FALSE | Summer Temp¦C | Temp_Summer_C | FALSE |  | QxWOmYBA9m+ci7QamO+eLe1CJMs06PDTHs3bNdEjTlg= | C:\Temp\vw\test data\ppmd_templates_DNXS1.rvt | 24
ppmd_templates_DNXS1.rvt | DNXS1 - MECHANICAL DESIGN | FALSE | Summer Temp¦Note | Temp_Summer_Note | TRUE | 6248fa3c-bb43-4e1c-91bb-60e102e573b7 | QxWOmYBA9m+ci7QamO+eLe1CJMs06PDTHs3bNdEjTlg= | C:\Temp\vw\test data\ppmd_templates_DNXS1.rvt
ppmd_templates_DNXS1.rvt | DNXS1 - MECHANICAL DESIGN | FALSE | Winter Temp¦F | Temp_Winter_F | TRUE | b4f9888f-41ad-47ef-a6af-145b3de732c9 | QxWOmYBA9m+ci7QamO+eLe1CJMs06PDTHs3bNdEjTlg= | C:\Temp\vw\test data\ppmd_templates_DNXS1.rvt | 68
ppmd_templates_DNXS1.rvt | DNXS1 - MECHANICAL DESIGN | FALSE | Winter Temp¦C | Temp_Winter_C | FALSE |  | QxWOmYBA9m+ci7QamO+eLe1CJMs06PDTHs3bNdEjTlg= | C:\Temp\vw\test data\ppmd_templates_DNXS1.rvt | 20
ppmd_templates_DNXS1.rvt | DNXS1 - MECHANICAL DESIGN | FALSE | Winter Temp¦Note | Temp_Winter_Note | TRUE | aacd83fc-f530-464e-b089-01667d3c52cd | QxWOmYBA9m+ci7QamO+eLe1CJMs06PDTHs3bNdEjTlg= | C:\Temp\vw\test data\ppmd_templates_DNXS1.rvt
ppmd_templates_DNXS1.rvt | DNXS1 - MECHANICAL DESIGN | FALSE | Max Relative Humidity | Relative_Humidity | TRUE | 36ead6c1-4384-4a65-8654-06a60aef94cb | QxWOmYBA9m+ci7QamO+eLe1CJMs06PDTHs3bNdEjTlg= | C:\Temp\vw\test data\ppmd_templates_DNXS1.rvt | -
ppmd_templates_DNXS1.rvt | DNXS1 - MECHANICAL DESIGN | FALSE | Filtration¦Interm % | Filtration_Inter_% | TRUE | 4f03ad65-f905-419e-a0cf-8f58fe921fbc | QxWOmYBA9m+ci7QamO+eLe1CJMs06PDTHs3bNdEjTlg= | C:\Temp\vw\test data\ppmd_templates_DNXS1.rvt | 14
ppmd_templates_DNXS1.rvt | DNXS1 - MECHANICAL DESIGN | FALSE | Filtration¦Final % | Filtration_Final_% | TRUE | cc736e5f-46f5-476a-8d0a-ceb32d8d4e5a | QxWOmYBA9m+ci7QamO+eLe1CJMs06PDTHs3bNdEjTlg= | C:\Temp\vw\test data\ppmd_templates_DNXS1.rvt | -
ppmd_templates_DNXS1.rvt | DNXS1 - MECHANICAL DESIGN | FALSE | Notes | Mech_Notes | TRUE | a32df790-0ab9-4c4a-b19c-511c2eef6d56 | QxWOmYBA9m+ci7QamO+eLe1CJMs06PDTHs3bNdEjTlg= | C:\Temp\vw\test data\ppmd_templates_DNXS1.rvt | -
ppmd_templates_DNXS1.rvt | DNXS1 - MEDICAL GAS DESIGN | FALSE | MCA | MedGas_MCA | TRUE | 3b23ea7f-b9f1-4749-8a2b-eb6a4fab4cdc | QxWOmYBA9m+ci7QamO+eLe1CJMs06PDTHs3bNdEjTlg= | C:\Temp\vw\test data\ppmd_templates_DNXS1.rvt | -
ppmd_templates_DNXS1.rvt | DNXS1 - MEDICAL GAS DESIGN | FALSE | DCA | MedGas_DCA | TRUE | 20dc9c73-7465-4e8a-8300-4a8b5a46a91c | QxWOmYBA9m+ci7QamO+eLe1CJMs06PDTHs3bNdEjTlg= | C:\Temp\vw\test data\ppmd_templates_DNXS1.rvt | -
ppmd_templates_DNXS1.rvt | DNXS1 - MEDICAL GAS DESIGN | FALSE | LA | MedGas_LA | TRUE | 99801083-d820-4c5f-ad07-ab168e1bbda0 | QxWOmYBA9m+ci7QamO+eLe1CJMs06PDTHs3bNdEjTlg= | C:\Temp\vw\test data\ppmd_templates_DNXS1.rvt | -
ppmd_templates_DNXS1.rvt | DNXS1 - MEDICAL GAS DESIGN | FALSE | PA | MedGas_PA | TRUE | 55793ba6-1647-428e-86f6-5ce4153c7f2e | QxWOmYBA9m+ci7QamO+eLe1CJMs06PDTHs3bNdEjTlg= | C:\Temp\vw\test data\ppmd_templates_DNXS1.rvt | -
ppmd_templates_DNXS1.rvt | DNXS1 - MEDICAL GAS DESIGN | FALSE | MV | MedGas_MV | TRUE | 0a0bec6d-9172-4a2c-9fb3-7616a08f677a | QxWOmYBA9m+ci7QamO+eLe1CJMs06PDTHs3bNdEjTlg= | C:\Temp\vw\test data\ppmd_templates_DNXS1.rvt | -
ppmd_templates_DNXS1.rvt | DNXS1 - MEDICAL GAS DESIGN | FALSE | DHV | MedGas_DHV | TRUE | 79779898-9917-494b-a027-0013b44e14f1 | QxWOmYBA9m+ci7QamO+eLe1CJMs06PDTHs3bNdEjTlg= | C:\Temp\vw\test data\ppmd_templates_DNXS1.rvt | -
ppmd_templates_DNXS1.rvt | DNXS1 - MEDICAL GAS DESIGN | FALSE | DLV | MedGas_DLV | TRUE | bcdcef93-2e56-440a-a8f7-e9973eadba59 | QxWOmYBA9m+ci7QamO+eLe1CJMs06PDTHs3bNdEjTlg= | C:\Temp\vw\test data\ppmd_templates_DNXS1.rvt | -
ppmd_templates_DNXS1.rvt | DNXS1 - MEDICAL GAS DESIGN | FALSE | LDE | MedGas_LDE | TRUE | cc6496eb-fa04-4455-81d4-1dfb1e6aaa52 | QxWOmYBA9m+ci7QamO+eLe1CJMs06PDTHs3bNdEjTlg= | C:\Temp\vw\test data\ppmd_templates_DNXS1.rvt | -
ppmd_templates_DNXS1.rvt | DNXS1 - MEDICAL GAS DESIGN | FALSE | OX | MedGas_OX | TRUE | 59f6c2e0-639e-4476-adf0-a5c19b1199db | QxWOmYBA9m+ci7QamO+eLe1CJMs06PDTHs3bNdEjTlg= | C:\Temp\vw\test data\ppmd_templates_DNXS1.rvt | -
ppmd_templates_DNXS1.rvt | DNXS1 - MEDICAL GAS DESIGN | FALSE | NO | MedGas_NO | TRUE | 1f31b342-99ad-494b-90ce-f27b8fc04b75 | QxWOmYBA9m+ci7QamO+eLe1CJMs06PDTHs3bNdEjTlg= | C:\Temp\vw\test data\ppmd_templates_DNXS1.rvt | -
ppmd_templates_DNXS1.rvt | DNXS1 - MEDICAL GAS DESIGN | FALSE | NI | MedGas_NI | TRUE | ea24567d-1f4e-45f9-907f-a79ef8b323b1 | QxWOmYBA9m+ci7QamO+eLe1CJMs06PDTHs3bNdEjTlg= | C:\Temp\vw\test data\ppmd_templates_DNXS1.rvt | -
ppmd_templates_DNXS1.rvt | DNXS1 - MEDICAL GAS DESIGN | FALSE | WAGD | MedGas_WAGD | TRUE | 1aa3572e-5073-44b4-acb3-ff8739230b69 | QxWOmYBA9m+ci7QamO+eLe1CJMs06PDTHs3bNdEjTlg= | C:\Temp\vw\test data\ppmd_templates_DNXS1.rvt | -
ppmd_templates_DNXS1.rvt | DNXS1 - MEDICAL GAS DESIGN | FALSE | Notes1 | MedGas_Notes | TRUE | 69d1283f-21ef-46f3-9ebb-e36d00ef4da3 | QxWOmYBA9m+ci7QamO+eLe1CJMs06PDTHs3bNdEjTlg= | C:\Temp\vw\test data\ppmd_templates_DNXS1.rvt | -
ppmd_templates_DNXS1.rvt | DNXS1 - MEDICAL GAS DESIGN | FALSE | Notes2 | MedGas_Notes2 | TRUE | 867f4341-094b-4cc7-b128-8c28392e09cd | QxWOmYBA9m+ci7QamO+eLe1CJMs06PDTHs3bNdEjTlg= | C:\Temp\vw\test data\ppmd_templates_DNXS1.rvt
ppmd_templates_DNXS1.rvt | DNXS1 - STRUCTURAL DESIGN | FALSE | Structural Load¦psf | Str_FloorLoad_psf | TRUE | 654b90c9-d71e-4bcd-9f27-a1532becca95 | QxWOmYBA9m+ci7QamO+eLe1CJMs06PDTHs3bNdEjTlg= | C:\Temp\vw\test data\ppmd_templates_DNXS1.rvt | 60
ppmd_templates_DNXS1.rvt | DNXS1 - STRUCTURAL DESIGN | FALSE | Structural Load¦kPA | Str_FloorLoad_kPA | FALSE |  | QxWOmYBA9m+ci7QamO+eLe1CJMs06PDTHs3bNdEjTlg= | C:\Temp\vw\test data\ppmd_templates_DNXS1.rvt | 3
ppmd_templates_DNXS1.rvt | DNXS1 - STRUCTURAL DESIGN | FALSE | Notes | Str_Notes | TRUE | 509b36e6-cf53-4158-b357-61e3cedd6faa | QxWOmYBA9m+ci7QamO+eLe1CJMs06PDTHs3bNdEjTlg= | C:\Temp\vw\test data\ppmd_templates_DNXS1.rvt
ppmd_templates_DUTY1.rvt | DUTY1 - DATA/TELEPHONE EQUIPMENT | FALSE | JSN | JSN | TRUE | 8632cd76-2ab9-457d-8db7-39197de446a2 | Sfl3D+cXG3BAIs/xxPflADDnAUs11FKgJiVU22oaPHE= | C:\Temp\vw\test data\ppmd_templates_DUTY1.rvt
ppmd_templates_DUTY1.rvt | DUTY1 - DATA/TELEPHONE EQUIPMENT | FALSE | Nomenclature | Nomenclature | TRUE | f004b755-1952-4a21-a1c1-98f41ef6a86c | Sfl3D+cXG3BAIs/xxPflADDnAUs11FKgJiVU22oaPHE= | C:\Temp\vw\test data\ppmd_templates_DUTY1.rvt
ppmd_templates_DUTY1.rvt | DUTY1 - DATA/TELEPHONE EQUIPMENT | FALSE | Qty | Count | FALSE |  | Sfl3D+cXG3BAIs/xxPflADDnAUs11FKgJiVU22oaPHE= | C:\Temp\vw\test data\ppmd_templates_DUTY1.rvt
ppmd_templates_DUTY1.rvt | DUTY1 - DATA/TELEPHONE EQUIPMENT | FALSE | Logistics¦AR | CAT_Army | TRUE | fa0e0053-bcc4-42e8-881f-6a4690f994c9 | Sfl3D+cXG3BAIs/xxPflADDnAUs11FKgJiVU22oaPHE= | C:\Temp\vw\test data\ppmd_templates_DUTY1.rvt
ppmd_templates_DUTY1.rvt | DUTY1 - DATA/TELEPHONE EQUIPMENT | FALSE | Logistics¦NA | CAT_Navy | TRUE | 183e77a6-b75d-41a5-8f81-f6abfee236ec | Sfl3D+cXG3BAIs/xxPflADDnAUs11FKgJiVU22oaPHE= | C:\Temp\vw\test data\ppmd_templates_DUTY1.rvt
ppmd_templates_DUTY1.rvt | DUTY1 - DATA/TELEPHONE EQUIPMENT | FALSE | Logistics¦AF | CAT_AF | TRUE | 053816d3-2f83-4e72-9b30-0a25ff75573f | Sfl3D+cXG3BAIs/xxPflADDnAUs11FKgJiVU22oaPHE= | C:\Temp\vw\test data\ppmd_templates_DUTY1.rvt
ppmd_templates_DUTY1.rvt | DUTY1 - DATA/TELEPHONE EQUIPMENT | FALSE | Logistics¦VA | CAT_VA | TRUE | abab06e0-bc20-4958-a9a7-acf73c376614 | Sfl3D+cXG3BAIs/xxPflADDnAUs11FKgJiVU22oaPHE= | C:\Temp\vw\test data\ppmd_templates_DUTY1.rvt
ppmd_templates_DUTY1.rvt | DUTY1 - ELECTRICAL DESIGN | FALSE | Lighting¦LUX1 | Light_Level_LUX | TRUE | fc853981-f613-4f05-81bd-e48fb947424b | Sfl3D+cXG3BAIs/xxPflADDnAUs11FKgJiVU22oaPHE= | C:\Temp\vw\test data\ppmd_templates_DUTY1.rvt | 300¦¦¦200
ppmd_templates_DUTY1.rvt | DUTY1 - ELECTRICAL DESIGN | FALSE | Lighting¦Footcandles1 | Light_Level_FC | FALSE |  | Sfl3D+cXG3BAIs/xxPflADDnAUs11FKgJiVU22oaPHE= | C:\Temp\vw\test data\ppmd_templates_DUTY1.rvt | 28¦¦¦19
ppmd_templates_DUTY1.rvt | DUTY1 - ELECTRICAL DESIGN | FALSE | Lighting¦LUX2 | Light_Level_LUX2 | TRUE | 172f1cff-58cc-41cd-b888-0e7a81d2bf40 | Sfl3D+cXG3BAIs/xxPflADDnAUs11FKgJiVU22oaPHE= | C:\Temp\vw\test data\ppmd_templates_DUTY1.rvt
ppmd_templates_DUTY1.rvt | DUTY1 - ELECTRICAL DESIGN | FALSE | Lighting¦Footcandles2 | Light_Level_FC2 | FALSE |  | Sfl3D+cXG3BAIs/xxPflADDnAUs11FKgJiVU22oaPHE= | C:\Temp\vw\test data\ppmd_templates_DUTY1.rvt
ppmd_templates_DUTY1.rvt | DUTY1 - ELECTRICAL DESIGN | FALSE | Lighting¦Notes | Light_Notes | TRUE | a36245ac-ea57-45c2-bac5-bed4d04a4f78 | Sfl3D+cXG3BAIs/xxPflADDnAUs11FKgJiVU22oaPHE= | C:\Temp\vw\test data\ppmd_templates_DUTY1.rvt
ppmd_templates_DUTY1.rvt | DUTY1 - ELECTRICAL DESIGN | FALSE | Lighting¦Notes2 | Light_Notes2 | TRUE | 6d0b4891-ce4c-45f8-9560-387866098a10 | Sfl3D+cXG3BAIs/xxPflADDnAUs11FKgJiVU22oaPHE= | C:\Temp\vw\test data\ppmd_templates_DUTY1.rvt
ppmd_templates_DUTY1.rvt | DUTY1 - ELECTRICAL DESIGN | FALSE | Essential Power¦% Power | ES_Power% | TRUE | 7cbfe71a-865f-4cf4-b400-c67e3939439b | Sfl3D+cXG3BAIs/xxPflADDnAUs11FKgJiVU22oaPHE= | C:\Temp\vw\test data\ppmd_templates_DUTY1.rvt
ppmd_templates_DUTY1.rvt | DUTY1 - ELECTRICAL DESIGN | FALSE | Essential Power¦% Light | ES_Light% | TRUE | af00a8bb-40cb-434a-a7e5-b4140f3c844f | Sfl3D+cXG3BAIs/xxPflADDnAUs11FKgJiVU22oaPHE= | C:\Temp\vw\test data\ppmd_templates_DUTY1.rvt
ppmd_templates_DUTY1.rvt | DUTY1 - ELECTRICAL DESIGN | FALSE | Essential Power¦Notes | ES_Notes | TRUE | 0c3ae867-1060-40b5-bb68-261d16a167a0 | Sfl3D+cXG3BAIs/xxPflADDnAUs11FKgJiVU22oaPHE= | C:\Temp\vw\test data\ppmd_templates_DUTY1.rvt
ppmd_templates_DUTY1.rvt | DUTY1 - EQUIPMENT SCHEDULE | TRUE | JSN | JSN | TRUE | 8632cd76-2ab9-457d-8db7-39197de446a2 | Sfl3D+cXG3BAIs/xxPflADDnAUs11FKgJiVU22oaPHE= | C:\Temp\vw\test data\ppmd_templates_DUTY1.rvt | A5145¦A6046¦C0025¦E0042¦F0280¦F0400¦F2000¦F2405¦F2420¦M0515¦M1801¦M1825
ppmd_templates_DUTY1.rvt | DUTY1 - EQUIPMENT SCHEDULE | TRUE | Nomenclature | Nomenclature | TRUE | f004b755-1952-4a21-a1c1-98f41ef6a86c | Sfl3D+cXG3BAIs/xxPflADDnAUs11FKgJiVU22oaPHE= | C:\Temp\vw\test data\ppmd_templates_DUTY1.rvt | Hook, Garment, Double, SS, Surface Mounted¦Artwork, Decorative, With Frame¦Cabinet, Wardrobe, 1 Door, 84x24x22¦Workcenter, Computer, Free Standing, 48" W¦Chair, Swivel, Low Back¦Cabinet, Bedside, Door, Drawer¦Basket, Wastepaper, Round, Metal¦Bed, Non-medical, Single¦Lamp, Table, With Shade¦Television, Plasma¦Computer, Microprocessing, w/Flat Panel Monitor¦Printer, Computer
ppmd_templates_DUTY1.rvt | DUTY1 - EQUIPMENT SCHEDULE | TRUE | Qty | Count | FALSE |  | Sfl3D+cXG3BAIs/xxPflADDnAUs11FKgJiVU22oaPHE= | C:\Temp\vw\test data\ppmd_templates_DUTY1.rvt | 1¦1¦1¦1¦1¦1¦1¦1¦1¦1¦1¦1
ppmd_templates_DUTY1.rvt | DUTY1 - EQUIPMENT SCHEDULE | TRUE | LF | Comments | FALSE |  | Sfl3D+cXG3BAIs/xxPflADDnAUs11FKgJiVU22oaPHE= | C:\Temp\vw\test data\ppmd_templates_DUTY1.rvt
ppmd_templates_DUTY1.rvt | DUTY1 - EQUIPMENT SCHEDULE | TRUE | Logistics¦AR | CAT_Army | TRUE | fa0e0053-bcc4-42e8-881f-6a4690f994c9 | Sfl3D+cXG3BAIs/xxPflADDnAUs11FKgJiVU22oaPHE= | C:\Temp\vw\test data\ppmd_templates_DUTY1.rvt | A¦C¦A¦C¦C¦A¦C¦C¦C¦C¦C¦C
ppmd_templates_DUTY1.rvt | DUTY1 - EQUIPMENT SCHEDULE | TRUE | Logistics¦NA | CAT_Navy | TRUE | 183e77a6-b75d-41a5-8f81-f6abfee236ec | Sfl3D+cXG3BAIs/xxPflADDnAUs11FKgJiVU22oaPHE= | C:\Temp\vw\test data\ppmd_templates_DUTY1.rvt | A¦C¦A¦C¦C¦A¦C¦C¦C¦C¦C¦C
ppmd_templates_DUTY1.rvt | DUTY1 - EQUIPMENT SCHEDULE | TRUE | Logistics¦AF | CAT_AF | TRUE | 053816d3-2f83-4e72-9b30-0a25ff75573f | Sfl3D+cXG3BAIs/xxPflADDnAUs11FKgJiVU22oaPHE= | C:\Temp\vw\test data\ppmd_templates_DUTY1.rvt | A¦C¦A¦C¦C¦A¦C¦C¦C¦C¦C¦C
ppmd_templates_DUTY1.rvt | DUTY1 - EQUIPMENT SCHEDULE | TRUE | Logistics¦VA | CAT_VA | TRUE | abab06e0-bc20-4958-a9a7-acf73c376614 | Sfl3D+cXG3BAIs/xxPflADDnAUs11FKgJiVU22oaPHE= | C:\Temp\vw\test data\ppmd_templates_DUTY1.rvt | A¦C¦A¦C¦C¦A¦C¦C¦C¦C¦C¦C
ppmd_templates_DUTY1.rvt | DUTY1 - EQUIPMENT SCHEDULE | TRUE | Utilities¦1 | UTIL_1_WaterDrain | TRUE | 594b780e-c62e-473b-9f66-4d3db2fa1b7f | Sfl3D+cXG3BAIs/xxPflADDnAUs11FKgJiVU22oaPHE= | C:\Temp\vw\test data\ppmd_templates_DUTY1.rvt | -¦-¦-¦-¦-¦-¦-¦-¦-¦-¦-¦-
ppmd_templates_DUTY1.rvt | DUTY1 - EQUIPMENT SCHEDULE | TRUE | Utilities¦2 | UTIL_2_Elec | TRUE | 28082216-138e-4a2f-9824-e96dbd7e3cd0 | Sfl3D+cXG3BAIs/xxPflADDnAUs11FKgJiVU22oaPHE= | C:\Temp\vw\test data\ppmd_templates_DUTY1.rvt | -¦-¦-¦-¦-¦-¦-¦-¦A¦A¦A¦A
ppmd_templates_DUTY1.rvt | DUTY1 - EQUIPMENT SCHEDULE | TRUE | Utilities¦3 | UTIL_3_MedGas | TRUE | 22af1ef2-54f0-4b6e-b40a-7064dfb8769c | Sfl3D+cXG3BAIs/xxPflADDnAUs11FKgJiVU22oaPHE= | C:\Temp\vw\test data\ppmd_templates_DUTY1.rvt | -¦-¦-¦-¦-¦-¦-¦-¦-¦-¦-¦-
ppmd_templates_DUTY1.rvt | DUTY1 - EQUIPMENT SCHEDULE | TRUE | Utilities¦4 | UTIL_4_MiscGas | TRUE | 745b8c3e-fd4a-4430-994a-d25826e1e484 | Sfl3D+cXG3BAIs/xxPflADDnAUs11FKgJiVU22oaPHE= | C:\Temp\vw\test data\ppmd_templates_DUTY1.rvt | -¦-¦-¦-¦-¦-¦-¦-¦-¦-¦-¦-
ppmd_templates_DUTY1.rvt | DUTY1 - EQUIPMENT SCHEDULE | TRUE | Utilities¦5 | UTIL_5_NonMedGas | TRUE | 323edf97-d058-44ef-a0fb-1836c80554d8 | Sfl3D+cXG3BAIs/xxPflADDnAUs11FKgJiVU22oaPHE= | C:\Temp\vw\test data\ppmd_templates_DUTY1.rvt | -¦-¦-¦-¦-¦-¦-¦-¦-¦-¦-¦-
ppmd_templates_DUTY1.rvt | DUTY1 - EQUIPMENT SCHEDULE | TRUE | Utilities¦6 | UTIL_6_Misc | TRUE | 38083e2d-8ba3-4868-9752-742b7a4a9586 | Sfl3D+cXG3BAIs/xxPflADDnAUs11FKgJiVU22oaPHE= | C:\Temp\vw\test data\ppmd_templates_DUTY1.rvt | -¦-¦-¦-¦-¦-¦-¦-¦-¦A¦-¦-
ppmd_templates_DUTY1.rvt | DUTY1 - INTERIOR DESIGN | FALSE | Floor Finish¦Preferred | Floor Finish | FALSE |  | Sfl3D+cXG3BAIs/xxPflADDnAUs11FKgJiVU22oaPHE= | C:\Temp\vw\test data\ppmd_templates_DUTY1.rvt | UT
ppmd_templates_DUTY1.rvt | DUTY1 - INTERIOR DESIGN | FALSE | Floor Finish¦Alternate | Floor Finish2 | TRUE | 4030719d-a272-441a-8bfa-d5eb510a1687 | Sfl3D+cXG3BAIs/xxPflADDnAUs11FKgJiVU22oaPHE= | C:\Temp\vw\test data\ppmd_templates_DUTY1.rvt | CP
ppmd_templates_DUTY1.rvt | DUTY1 - INTERIOR DESIGN | FALSE | Wall Finish¦Preferred | Wall Finish | FALSE |  | Sfl3D+cXG3BAIs/xxPflADDnAUs11FKgJiVU22oaPHE= | C:\Temp\vw\test data\ppmd_templates_DUTY1.rvt | GPT
ppmd_templates_DUTY1.rvt | DUTY1 - INTERIOR DESIGN | FALSE | Wall Finish¦Alternate | Wall Finish2 | TRUE | 5a49d499-57b3-4e1f-afc0-4c041c862be1 | Sfl3D+cXG3BAIs/xxPflADDnAUs11FKgJiVU22oaPHE= | C:\Temp\vw\test data\ppmd_templates_DUTY1.rvt
ppmd_templates_DUTY1.rvt | DUTY1 - INTERIOR DESIGN | FALSE | Ceiling Finish¦Preferred | Ceiling Finish | FALSE |  | Sfl3D+cXG3BAIs/xxPflADDnAUs11FKgJiVU22oaPHE= | C:\Temp\vw\test data\ppmd_templates_DUTY1.rvt | AT1
ppmd_templates_DUTY1.rvt | DUTY1 - INTERIOR DESIGN | FALSE | Ceiling Finish¦Alternate | Ceiling Finish2 | TRUE | acb31fd1-378b-4329-97b0-400ae39b5bc4 | Sfl3D+cXG3BAIs/xxPflADDnAUs11FKgJiVU22oaPHE= | C:\Temp\vw\test data\ppmd_templates_DUTY1.rvt
ppmd_templates_DUTY1.rvt | DUTY1 - INTERIOR DESIGN | FALSE | Room Height¦ft - in | Ceiling_Hgt_IP | TRUE | 9f14ca4f-2465-4385-a17c-7aa549f64c09 | Sfl3D+cXG3BAIs/xxPflADDnAUs11FKgJiVU22oaPHE= | C:\Temp\vw\test data\ppmd_templates_DUTY1.rvt | 8' - 0"
ppmd_templates_DUTY1.rvt | DUTY1 - INTERIOR DESIGN | FALSE | Room Noise¦Min NC | Noise_NC_MIN | TRUE | 8c49df6c-7d6b-49fd-9459-f57d0921d704 | Sfl3D+cXG3BAIs/xxPflADDnAUs11FKgJiVU22oaPHE= | C:\Temp\vw\test data\ppmd_templates_DUTY1.rvt | 30
ppmd_templates_DUTY1.rvt | DUTY1 - INTERIOR DESIGN | FALSE | Room Noise¦Max NC | Noise_NC_MAX | TRUE | 629b571a-1c14-443c-b8e8-1130b5edb513 | Sfl3D+cXG3BAIs/xxPflADDnAUs11FKgJiVU22oaPHE= | C:\Temp\vw\test data\ppmd_templates_DUTY1.rvt | 40
ppmd_templates_DUTY1.rvt | DUTY1 - INTERIOR DESIGN | FALSE | Room Noise¦SC | Noise_SC | TRUE | 44bf9cd1-070a-432c-87d9-26a3211cfe07 | Sfl3D+cXG3BAIs/xxPflADDnAUs11FKgJiVU22oaPHE= | C:\Temp\vw\test data\ppmd_templates_DUTY1.rvt | 45
ppmd_templates_DUTY1.rvt | DUTY1 - MECHANICAL DESIGN | FALSE | Air Balance | Air_Balance | TRUE | 587b3cf9-4450-4d95-b8ef-0e93665dbd91 | Sfl3D+cXG3BAIs/xxPflADDnAUs11FKgJiVU22oaPHE= | C:\Temp\vw\test data\ppmd_templates_DUTY1.rvt | 0
ppmd_templates_DUTY1.rvt | DUTY1 - MECHANICAL DESIGN | FALSE | Air Changes Total | Air_Changes_Total | TRUE | 3988d7f3-0f28-4410-866c-5bc65e1d842a | Sfl3D+cXG3BAIs/xxPflADDnAUs11FKgJiVU22oaPHE= | C:\Temp\vw\test data\ppmd_templates_DUTY1.rvt | 6
ppmd_templates_DUTY1.rvt | DUTY1 - MECHANICAL DESIGN | FALSE | Air Changes OA | Air_Changes_OA | TRUE | b7af949f-3b64-4f85-9391-d9f17dcaad1e | Sfl3D+cXG3BAIs/xxPflADDnAUs11FKgJiVU22oaPHE= | C:\Temp\vw\test data\ppmd_templates_DUTY1.rvt | 2
ppmd_templates_DUTY1.rvt | DUTY1 - MECHANICAL DESIGN | FALSE | 100% Exhaust Air | Exhaust_Air_100% | TRUE | 62b97784-583b-47d5-90a3-a90bbb961b6e | Sfl3D+cXG3BAIs/xxPflADDnAUs11FKgJiVU22oaPHE= | C:\Temp\vw\test data\ppmd_templates_DUTY1.rvt
ppmd_templates_DUTY1.rvt | DUTY1 - MECHANICAL DESIGN | FALSE | Summer Temp¦F | Temp_Summer_F | TRUE | 1cbf6964-bd0f-4852-b367-ef4828e2e2cc | Sfl3D+cXG3BAIs/xxPflADDnAUs11FKgJiVU22oaPHE= | C:\Temp\vw\test data\ppmd_templates_DUTY1.rvt
ppmd_templates_DUTY1.rvt | DUTY1 - MECHANICAL DESIGN | FALSE | Summer Temp¦C | Temp_Summer_C | FALSE |  | Sfl3D+cXG3BAIs/xxPflADDnAUs11FKgJiVU22oaPHE= | C:\Temp\vw\test data\ppmd_templates_DUTY1.rvt
ppmd_templates_DUTY1.rvt | DUTY1 - MECHANICAL DESIGN | FALSE | Summer Temp¦Note | Temp_Summer_Note | TRUE | 6248fa3c-bb43-4e1c-91bb-60e102e573b7 | Sfl3D+cXG3BAIs/xxPflADDnAUs11FKgJiVU22oaPHE= | C:\Temp\vw\test data\ppmd_templates_DUTY1.rvt
ppmd_templates_DUTY1.rvt | DUTY1 - MECHANICAL DESIGN | FALSE | Winter Temp¦F | Temp_Winter_F | TRUE | b4f9888f-41ad-47ef-a6af-145b3de732c9 | Sfl3D+cXG3BAIs/xxPflADDnAUs11FKgJiVU22oaPHE= | C:\Temp\vw\test data\ppmd_templates_DUTY1.rvt | 68
ppmd_templates_DUTY1.rvt | DUTY1 - MECHANICAL DESIGN | FALSE | Winter Temp¦C | Temp_Winter_C | FALSE |  | Sfl3D+cXG3BAIs/xxPflADDnAUs11FKgJiVU22oaPHE= | C:\Temp\vw\test data\ppmd_templates_DUTY1.rvt | 20
ppmd_templates_DUTY1.rvt | DUTY1 - MECHANICAL DESIGN | FALSE | Winter Temp¦Note | Temp_Winter_Note | TRUE | aacd83fc-f530-464e-b089-01667d3c52cd | Sfl3D+cXG3BAIs/xxPflADDnAUs11FKgJiVU22oaPHE= | C:\Temp\vw\test data\ppmd_templates_DUTY1.rvt
ppmd_templates_DUTY1.rvt | DUTY1 - MECHANICAL DESIGN | FALSE | Max Relative Humidity | Relative_Humidity | TRUE | 36ead6c1-4384-4a65-8654-06a60aef94cb | Sfl3D+cXG3BAIs/xxPflADDnAUs11FKgJiVU22oaPHE= | C:\Temp\vw\test data\ppmd_templates_DUTY1.rvt
ppmd_templates_DUTY1.rvt | DUTY1 - MECHANICAL DESIGN | FALSE | Filtration¦Interm % | Filtration_Inter_% | TRUE | 4f03ad65-f905-419e-a0cf-8f58fe921fbc | Sfl3D+cXG3BAIs/xxPflADDnAUs11FKgJiVU22oaPHE= | C:\Temp\vw\test data\ppmd_templates_DUTY1.rvt | 13
ppmd_templates_DUTY1.rvt | DUTY1 - MECHANICAL DESIGN | FALSE | Filtration¦Final % | Filtration_Final_% | TRUE | cc736e5f-46f5-476a-8d0a-ceb32d8d4e5a | Sfl3D+cXG3BAIs/xxPflADDnAUs11FKgJiVU22oaPHE= | C:\Temp\vw\test data\ppmd_templates_DUTY1.rvt
ppmd_templates_DUTY1.rvt | DUTY1 - MECHANICAL DESIGN | FALSE | Notes | Mech_Notes | TRUE | a32df790-0ab9-4c4a-b19c-511c2eef6d56 | Sfl3D+cXG3BAIs/xxPflADDnAUs11FKgJiVU22oaPHE= | C:\Temp\vw\test data\ppmd_templates_DUTY1.rvt
ppmd_templates_DUTY1.rvt | DUTY1 - MEDICAL GAS DESIGN | FALSE | MCA | MedGas_MCA | TRUE | 3b23ea7f-b9f1-4749-8a2b-eb6a4fab4cdc | Sfl3D+cXG3BAIs/xxPflADDnAUs11FKgJiVU22oaPHE= | C:\Temp\vw\test data\ppmd_templates_DUTY1.rvt
ppmd_templates_DUTY1.rvt | DUTY1 - MEDICAL GAS DESIGN | FALSE | DCA | MedGas_DCA | TRUE | 20dc9c73-7465-4e8a-8300-4a8b5a46a91c | Sfl3D+cXG3BAIs/xxPflADDnAUs11FKgJiVU22oaPHE= | C:\Temp\vw\test data\ppmd_templates_DUTY1.rvt
ppmd_templates_DUTY1.rvt | DUTY1 - MEDICAL GAS DESIGN | FALSE | LA | MedGas_LA | TRUE | 99801083-d820-4c5f-ad07-ab168e1bbda0 | Sfl3D+cXG3BAIs/xxPflADDnAUs11FKgJiVU22oaPHE= | C:\Temp\vw\test data\ppmd_templates_DUTY1.rvt
ppmd_templates_DUTY1.rvt | DUTY1 - MEDICAL GAS DESIGN | FALSE | PA | MedGas_PA | TRUE | 55793ba6-1647-428e-86f6-5ce4153c7f2e | Sfl3D+cXG3BAIs/xxPflADDnAUs11FKgJiVU22oaPHE= | C:\Temp\vw\test data\ppmd_templates_DUTY1.rvt
ppmd_templates_DUTY1.rvt | DUTY1 - MEDICAL GAS DESIGN | FALSE | MV | MedGas_MV | TRUE | 0a0bec6d-9172-4a2c-9fb3-7616a08f677a | Sfl3D+cXG3BAIs/xxPflADDnAUs11FKgJiVU22oaPHE= | C:\Temp\vw\test data\ppmd_templates_DUTY1.rvt
ppmd_templates_DUTY1.rvt | DUTY1 - MEDICAL GAS DESIGN | FALSE | DHV | MedGas_DHV | TRUE | 79779898-9917-494b-a027-0013b44e14f1 | Sfl3D+cXG3BAIs/xxPflADDnAUs11FKgJiVU22oaPHE= | C:\Temp\vw\test data\ppmd_templates_DUTY1.rvt
ppmd_templates_DUTY1.rvt | DUTY1 - MEDICAL GAS DESIGN | FALSE | DLV | MedGas_DLV | TRUE | bcdcef93-2e56-440a-a8f7-e9973eadba59 | Sfl3D+cXG3BAIs/xxPflADDnAUs11FKgJiVU22oaPHE= | C:\Temp\vw\test data\ppmd_templates_DUTY1.rvt
ppmd_templates_DUTY1.rvt | DUTY1 - MEDICAL GAS DESIGN | FALSE | LDE | MedGas_LDE | TRUE | cc6496eb-fa04-4455-81d4-1dfb1e6aaa52 | Sfl3D+cXG3BAIs/xxPflADDnAUs11FKgJiVU22oaPHE= | C:\Temp\vw\test data\ppmd_templates_DUTY1.rvt
ppmd_templates_DUTY1.rvt | DUTY1 - MEDICAL GAS DESIGN | FALSE | OX | MedGas_OX | TRUE | 59f6c2e0-639e-4476-adf0-a5c19b1199db | Sfl3D+cXG3BAIs/xxPflADDnAUs11FKgJiVU22oaPHE= | C:\Temp\vw\test data\ppmd_templates_DUTY1.rvt
ppmd_templates_DUTY1.rvt | DUTY1 - MEDICAL GAS DESIGN | FALSE | NO | MedGas_NO | TRUE | 1f31b342-99ad-494b-90ce-f27b8fc04b75 | Sfl3D+cXG3BAIs/xxPflADDnAUs11FKgJiVU22oaPHE= | C:\Temp\vw\test data\ppmd_templates_DUTY1.rvt
ppmd_templates_DUTY1.rvt | DUTY1 - MEDICAL GAS DESIGN | FALSE | NI | MedGas_NI | TRUE | ea24567d-1f4e-45f9-907f-a79ef8b323b1 | Sfl3D+cXG3BAIs/xxPflADDnAUs11FKgJiVU22oaPHE= | C:\Temp\vw\test data\ppmd_templates_DUTY1.rvt
ppmd_templates_DUTY1.rvt | DUTY1 - MEDICAL GAS DESIGN | FALSE | WAGD | MedGas_WAGD | TRUE | 1aa3572e-5073-44b4-acb3-ff8739230b69 | Sfl3D+cXG3BAIs/xxPflADDnAUs11FKgJiVU22oaPHE= | C:\Temp\vw\test data\ppmd_templates_DUTY1.rvt
ppmd_templates_DUTY1.rvt | DUTY1 - MEDICAL GAS DESIGN | FALSE | Notes1 | MedGas_Notes | TRUE | 69d1283f-21ef-46f3-9ebb-e36d00ef4da3 | Sfl3D+cXG3BAIs/xxPflADDnAUs11FKgJiVU22oaPHE= | C:\Temp\vw\test data\ppmd_templates_DUTY1.rvt
ppmd_templates_DUTY1.rvt | DUTY1 - MEDICAL GAS DESIGN | FALSE | Notes2 | MedGas_Notes2 | TRUE | 867f4341-094b-4cc7-b128-8c28392e09cd | Sfl3D+cXG3BAIs/xxPflADDnAUs11FKgJiVU22oaPHE= | C:\Temp\vw\test data\ppmd_templates_DUTY1.rvt
ppmd_templates_DUTY1.rvt | DUTY1 - STRUCTURAL DESIGN | FALSE | Structural Load¦psf | Str_FloorLoad_psf | TRUE | 654b90c9-d71e-4bcd-9f27-a1532becca95 | Sfl3D+cXG3BAIs/xxPflADDnAUs11FKgJiVU22oaPHE= | C:\Temp\vw\test data\ppmd_templates_DUTY1.rvt | 60
ppmd_templates_DUTY1.rvt | DUTY1 - STRUCTURAL DESIGN | FALSE | Structural Load¦kPA | Str_FloorLoad_kPA | FALSE |  | Sfl3D+cXG3BAIs/xxPflADDnAUs11FKgJiVU22oaPHE= | C:\Temp\vw\test data\ppmd_templates_DUTY1.rvt | 3
ppmd_templates_DUTY1.rvt | DUTY1 - STRUCTURAL DESIGN | FALSE | Notes | Str_Notes | TRUE | 509b36e6-cf53-4158-b357-61e3cedd6faa | Sfl3D+cXG3BAIs/xxPflADDnAUs11FKgJiVU22oaPHE= | C:\Temp\vw\test data\ppmd_templates_DUTY1.rvt
ppmd_templates_DUTY1.rvt | DUTY1/TLTS1 - DOOR SCHEDULE | FALSE | Mark | Construction Type | FALSE |  | Sfl3D+cXG3BAIs/xxPflADDnAUs11FKgJiVU22oaPHE= | C:\Temp\vw\test data\ppmd_templates_DUTY1.rvt | A
ppmd_templates_DUTY1.rvt | DUTY1/TLTS1 - DOOR SCHEDULE | FALSE | Type | Family | FALSE |  | Sfl3D+cXG3BAIs/xxPflADDnAUs11FKgJiVU22oaPHE= | C:\Temp\vw\test data\ppmd_templates_DUTY1.rvt | Single-Flush
ppmd_templates_DUTY1.rvt | DUTY1/TLTS1 - DOOR SCHEDULE | FALSE | Count | Count | FALSE |  | Sfl3D+cXG3BAIs/xxPflADDnAUs11FKgJiVU22oaPHE= | C:\Temp\vw\test data\ppmd_templates_DUTY1.rvt | 2
ppmd_templates_DUTY1.rvt | DUTY1/TLTS1 - DOOR SCHEDULE | FALSE | Height¦ft - in | Height | FALSE |  | Sfl3D+cXG3BAIs/xxPflADDnAUs11FKgJiVU22oaPHE= | C:\Temp\vw\test data\ppmd_templates_DUTY1.rvt | 7' - 0"
ppmd_templates_DUTY1.rvt | DUTY1/TLTS1 - DOOR SCHEDULE | FALSE | Width¦ft - in | Width | FALSE |  | Sfl3D+cXG3BAIs/xxPflADDnAUs11FKgJiVU22oaPHE= | C:\Temp\vw\test data\ppmd_templates_DUTY1.rvt | 3' - 0"
ppmd_templates_DUTY1.rvt | DUTY1/TLTS1 - DOOR SCHEDULE | FALSE | Notes | Type Comments | FALSE |  | Sfl3D+cXG3BAIs/xxPflADDnAUs11FKgJiVU22oaPHE= | C:\Temp\vw\test data\ppmd_templates_DUTY1.rvt
ppmd_templates_DUTY1.rvt | TLTS1 - EQUIPMENT SCHEDULE | TRUE | JSN | JSN | TRUE | 8632cd76-2ab9-457d-8db7-39197de446a2 | Sfl3D+cXG3BAIs/xxPflADDnAUs11FKgJiVU22oaPHE= | C:\Temp\vw\test data\ppmd_templates_DUTY1.rvt | A1090¦A5030¦A5075¦A5080¦A5090¦A5109¦A5110¦A5145¦A5170¦A5200¦A5205¦F2000¦P3000¦P5040¦P9050
ppmd_templates_DUTY1.rvt | TLTS1 - EQUIPMENT SCHEDULE | TRUE | Nomenclature | Nomenclature | TRUE | f004b755-1952-4a21-a1c1-98f41ef6a86c | Sfl3D+cXG3BAIs/xxPflADDnAUs11FKgJiVU22oaPHE= | C:\Temp\vw\test data\ppmd_templates_DUTY1.rvt | Mirror, Float Glass, With SS Frame & Shelf¦Bench, Stall, Shower, Built In¦Dispenser, Soap, Disposable¦Dispenser, Paper Towel, SS, Surface Mounted¦Disposal, Sanitary Napkin, SS, Surface Mounted¦Grab Bar, 1-1/4" Dia., SS, 2 Wall, W/C Accessible¦Grab Bar, 1-1/4" Dia., SS, 2 Wall, Shower Use¦Hook, Garment, Double, SS, Surface Mounted¦Rod, Shower Curtain, 1"Diameter, W/Curtain & Hooks¦Dispenser, Toilet Tissue, SS, 2-Roll, Surface Mntd¦Bar, Towel, 1" Diameter, SS, Surface Mounted¦Basket, Wastepaper, Round, Metal¦Lavatory, Vitreous China, Straight Back¦Shower, Single, Hand-Held¦Toilet, Wall Hung, Siphon Jet
ppmd_templates_DUTY1.rvt | TLTS1 - EQUIPMENT SCHEDULE | TRUE | Qty | Count | FALSE |  | Sfl3D+cXG3BAIs/xxPflADDnAUs11FKgJiVU22oaPHE= | C:\Temp\vw\test data\ppmd_templates_DUTY1.rvt | 1¦1¦2¦1¦1¦2¦3¦1¦1¦1¦1¦1¦1¦1¦1
ppmd_templates_DUTY1.rvt | TLTS1 - EQUIPMENT SCHEDULE | TRUE | LF | Comments | FALSE |  | Sfl3D+cXG3BAIs/xxPflADDnAUs11FKgJiVU22oaPHE= | C:\Temp\vw\test data\ppmd_templates_DUTY1.rvt
ppmd_templates_DUTY1.rvt | TLTS1 - EQUIPMENT SCHEDULE | TRUE | Logistics¦AR | CAT_Army | TRUE | fa0e0053-bcc4-42e8-881f-6a4690f994c9 | Sfl3D+cXG3BAIs/xxPflADDnAUs11FKgJiVU22oaPHE= | C:\Temp\vw\test data\ppmd_templates_DUTY1.rvt | A¦A¦C¦A¦A¦A¦A¦A¦A¦A¦A¦C¦A¦A¦A
ppmd_templates_DUTY1.rvt | TLTS1 - EQUIPMENT SCHEDULE | TRUE | Logistics¦NA | CAT_Navy | TRUE | 183e77a6-b75d-41a5-8f81-f6abfee236ec | Sfl3D+cXG3BAIs/xxPflADDnAUs11FKgJiVU22oaPHE= | C:\Temp\vw\test data\ppmd_templates_DUTY1.rvt | A¦A¦C¦A¦A¦A¦A¦A¦A¦A¦A¦C¦A¦A¦A
ppmd_templates_DUTY1.rvt | TLTS1 - EQUIPMENT SCHEDULE | TRUE | Logistics¦AF | CAT_AF | TRUE | 053816d3-2f83-4e72-9b30-0a25ff75573f | Sfl3D+cXG3BAIs/xxPflADDnAUs11FKgJiVU22oaPHE= | C:\Temp\vw\test data\ppmd_templates_DUTY1.rvt | A¦A¦C¦A¦A¦A¦A¦A¦A¦A¦A¦C¦A¦A¦A
ppmd_templates_DUTY1.rvt | TLTS1 - EQUIPMENT SCHEDULE | TRUE | Logistics¦VA | CAT_VA | TRUE | abab06e0-bc20-4958-a9a7-acf73c376614 | Sfl3D+cXG3BAIs/xxPflADDnAUs11FKgJiVU22oaPHE= | C:\Temp\vw\test data\ppmd_templates_DUTY1.rvt | A¦A¦C¦A¦A¦A¦A¦A¦A¦A¦A¦C¦A¦A¦A
ppmd_templates_DUTY1.rvt | TLTS1 - EQUIPMENT SCHEDULE | TRUE | Utilities¦1 | UTIL_1_WaterDrain | TRUE | 594b780e-c62e-473b-9f66-4d3db2fa1b7f | Sfl3D+cXG3BAIs/xxPflADDnAUs11FKgJiVU22oaPHE= | C:\Temp\vw\test data\ppmd_templates_DUTY1.rvt | -¦-¦-¦-¦-¦-¦-¦-¦-¦-¦-¦-¦D¦D¦B
ppmd_templates_DUTY1.rvt | TLTS1 - EQUIPMENT SCHEDULE | TRUE | Utilities¦2 | UTIL_2_Elec | TRUE | 28082216-138e-4a2f-9824-e96dbd7e3cd0 | Sfl3D+cXG3BAIs/xxPflADDnAUs11FKgJiVU22oaPHE= | C:\Temp\vw\test data\ppmd_templates_DUTY1.rvt | -¦-¦-¦-¦-¦-¦-¦-¦-¦-¦-¦-¦-¦-¦-
ppmd_templates_DUTY1.rvt | TLTS1 - EQUIPMENT SCHEDULE | TRUE | Utilities¦3 | UTIL_3_MedGas | TRUE | 22af1ef2-54f0-4b6e-b40a-7064dfb8769c | Sfl3D+cXG3BAIs/xxPflADDnAUs11FKgJiVU22oaPHE= | C:\Temp\vw\test data\ppmd_templates_DUTY1.rvt | -¦-¦-¦-¦-¦-¦-¦-¦-¦-¦-¦-¦-¦-¦-
ppmd_templates_DUTY1.rvt | TLTS1 - EQUIPMENT SCHEDULE | TRUE | Utilities¦4 | UTIL_4_MiscGas | TRUE | 745b8c3e-fd4a-4430-994a-d25826e1e484 | Sfl3D+cXG3BAIs/xxPflADDnAUs11FKgJiVU22oaPHE= | C:\Temp\vw\test data\ppmd_templates_DUTY1.rvt | -¦-¦-¦-¦-¦-¦-¦-¦-¦-¦-¦-¦-¦-¦-
ppmd_templates_DUTY1.rvt | TLTS1 - EQUIPMENT SCHEDULE | TRUE | Utilities¦5 | UTIL_5_NonMedGas | TRUE | 323edf97-d058-44ef-a0fb-1836c80554d8 | Sfl3D+cXG3BAIs/xxPflADDnAUs11FKgJiVU22oaPHE= | C:\Temp\vw\test data\ppmd_templates_DUTY1.rvt | -¦-¦-¦-¦-¦-¦-¦-¦-¦-¦-¦-¦-¦-¦-
ppmd_templates_DUTY1.rvt | TLTS1 - EQUIPMENT SCHEDULE | TRUE | Utilities¦6 | UTIL_6_Misc | TRUE | 38083e2d-8ba3-4868-9752-742b7a4a9586 | Sfl3D+cXG3BAIs/xxPflADDnAUs11FKgJiVU22oaPHE= | C:\Temp\vw\test data\ppmd_templates_DUTY1.rvt | -¦-¦-¦-¦-¦-¦-¦-¦-¦-¦-¦-¦-¦-¦-
ppmd_templates_DUTY1.rvt | TLTS1 - INTERIOR DESIGN | FALSE | Floor Finish¦Preferred | Floor Finish | FALSE |  | Sfl3D+cXG3BAIs/xxPflADDnAUs11FKgJiVU22oaPHE= | C:\Temp\vw\test data\ppmd_templates_DUTY1.rvt | CT
ppmd_templates_DUTY1.rvt | TLTS1 - INTERIOR DESIGN | FALSE | Floor Finish¦Alternate | Floor Finish2 | TRUE | 4030719d-a272-441a-8bfa-d5eb510a1687 | Sfl3D+cXG3BAIs/xxPflADDnAUs11FKgJiVU22oaPHE= | C:\Temp\vw\test data\ppmd_templates_DUTY1.rvt | SP
ppmd_templates_DUTY1.rvt | TLTS1 - INTERIOR DESIGN | FALSE | Wall Finish¦Preferred | Wall Finish | FALSE |  | Sfl3D+cXG3BAIs/xxPflADDnAUs11FKgJiVU22oaPHE= | C:\Temp\vw\test data\ppmd_templates_DUTY1.rvt | GCT
ppmd_templates_DUTY1.rvt | TLTS1 - INTERIOR DESIGN | FALSE | Wall Finish¦Alternate | Wall Finish2 | TRUE | 5a49d499-57b3-4e1f-afc0-4c041c862be1 | Sfl3D+cXG3BAIs/xxPflADDnAUs11FKgJiVU22oaPHE= | C:\Temp\vw\test data\ppmd_templates_DUTY1.rvt
ppmd_templates_DUTY1.rvt | TLTS1 - INTERIOR DESIGN | FALSE | Ceiling Finish¦Preferred | Ceiling Finish | FALSE |  | Sfl3D+cXG3BAIs/xxPflADDnAUs11FKgJiVU22oaPHE= | C:\Temp\vw\test data\ppmd_templates_DUTY1.rvt | GPT
ppmd_templates_DUTY1.rvt | TLTS1 - INTERIOR DESIGN | FALSE | Ceiling Finish¦Alternate | Ceiling Finish2 | TRUE | acb31fd1-378b-4329-97b0-400ae39b5bc4 | Sfl3D+cXG3BAIs/xxPflADDnAUs11FKgJiVU22oaPHE= | C:\Temp\vw\test data\ppmd_templates_DUTY1.rvt | SSP
ppmd_templates_DUTY1.rvt | TLTS1 - INTERIOR DESIGN | FALSE | Room Height¦ft - in | Ceiling_Hgt_IP | TRUE | 9f14ca4f-2465-4385-a17c-7aa549f64c09 | Sfl3D+cXG3BAIs/xxPflADDnAUs11FKgJiVU22oaPHE= | C:\Temp\vw\test data\ppmd_templates_DUTY1.rvt | 8' - 0"
ppmd_templates_DUTY1.rvt | TLTS1 - INTERIOR DESIGN | FALSE | Room Noise¦Min NC | Noise_NC_MIN | TRUE | 8c49df6c-7d6b-49fd-9459-f57d0921d704 | Sfl3D+cXG3BAIs/xxPflADDnAUs11FKgJiVU22oaPHE= | C:\Temp\vw\test data\ppmd_templates_DUTY1.rvt | 30
ppmd_templates_DUTY1.rvt | TLTS1 - INTERIOR DESIGN | FALSE | Room Noise¦Max NC | Noise_NC_MAX | TRUE | 629b571a-1c14-443c-b8e8-1130b5edb513 | Sfl3D+cXG3BAIs/xxPflADDnAUs11FKgJiVU22oaPHE= | C:\Temp\vw\test data\ppmd_templates_DUTY1.rvt | 40
ppmd_templates_DUTY1.rvt | TLTS1 - INTERIOR DESIGN | FALSE | Room Noise¦SC | Noise_SC | TRUE | 44bf9cd1-070a-432c-87d9-26a3211cfe07 | Sfl3D+cXG3BAIs/xxPflADDnAUs11FKgJiVU22oaPHE= | C:\Temp\vw\test data\ppmd_templates_DUTY1.rvt | 45
ppmd_templates_LBVP2.rvt | LBVP2 - DATA/TELEPHONE EQUIPMENT | FALSE | JSN | JSN | TRUE | 8632cd76-2ab9-457d-8db7-39197de446a2 | nzL8tD715GkX8EvitG0KwbutqMAiagBAup85xhCBjEw= | C:\Temp\vw\test data\ppmd_templates_LBVP2.rvt
ppmd_templates_LBVP2.rvt | LBVP2 - DATA/TELEPHONE EQUIPMENT | FALSE | Nomenclature | Nomenclature | TRUE | f004b755-1952-4a21-a1c1-98f41ef6a86c | nzL8tD715GkX8EvitG0KwbutqMAiagBAup85xhCBjEw= | C:\Temp\vw\test data\ppmd_templates_LBVP2.rvt
ppmd_templates_LBVP2.rvt | LBVP2 - DATA/TELEPHONE EQUIPMENT | FALSE | Qty | Count | FALSE |  | nzL8tD715GkX8EvitG0KwbutqMAiagBAup85xhCBjEw= | C:\Temp\vw\test data\ppmd_templates_LBVP2.rvt
ppmd_templates_LBVP2.rvt | LBVP2 - DATA/TELEPHONE EQUIPMENT | FALSE | Logistics¦AR | CAT_Army | TRUE | fa0e0053-bcc4-42e8-881f-6a4690f994c9 | nzL8tD715GkX8EvitG0KwbutqMAiagBAup85xhCBjEw= | C:\Temp\vw\test data\ppmd_templates_LBVP2.rvt
ppmd_templates_LBVP2.rvt | LBVP2 - DATA/TELEPHONE EQUIPMENT | FALSE | Logistics¦NA | CAT_Navy | TRUE | 183e77a6-b75d-41a5-8f81-f6abfee236ec | nzL8tD715GkX8EvitG0KwbutqMAiagBAup85xhCBjEw= | C:\Temp\vw\test data\ppmd_templates_LBVP2.rvt
ppmd_templates_LBVP2.rvt | LBVP2 - DATA/TELEPHONE EQUIPMENT | FALSE | Logistics¦AF | CAT_AF | TRUE | 053816d3-2f83-4e72-9b30-0a25ff75573f | nzL8tD715GkX8EvitG0KwbutqMAiagBAup85xhCBjEw= | C:\Temp\vw\test data\ppmd_templates_LBVP2.rvt
ppmd_templates_LBVP2.rvt | LBVP2 - DATA/TELEPHONE EQUIPMENT | FALSE | Logistics¦VA | CAT_VA | TRUE | abab06e0-bc20-4958-a9a7-acf73c376614 | nzL8tD715GkX8EvitG0KwbutqMAiagBAup85xhCBjEw= | C:\Temp\vw\test data\ppmd_templates_LBVP2.rvt
ppmd_templates_LBVP2.rvt | LBVP2 - DOOR SCHEDULE | FALSE | Mark | Construction Type | FALSE |  | nzL8tD715GkX8EvitG0KwbutqMAiagBAup85xhCBjEw= | C:\Temp\vw\test data\ppmd_templates_LBVP2.rvt
ppmd_templates_LBVP2.rvt | LBVP2 - DOOR SCHEDULE | FALSE | Type | Family | FALSE |  | nzL8tD715GkX8EvitG0KwbutqMAiagBAup85xhCBjEw= | C:\Temp\vw\test data\ppmd_templates_LBVP2.rvt
ppmd_templates_LBVP2.rvt | LBVP2 - DOOR SCHEDULE | FALSE | Count | Count | FALSE |  | nzL8tD715GkX8EvitG0KwbutqMAiagBAup85xhCBjEw= | C:\Temp\vw\test data\ppmd_templates_LBVP2.rvt
ppmd_templates_LBVP2.rvt | LBVP2 - DOOR SCHEDULE | FALSE | Height¦0 ft - 0 in | Height | FALSE |  | nzL8tD715GkX8EvitG0KwbutqMAiagBAup85xhCBjEw= | C:\Temp\vw\test data\ppmd_templates_LBVP2.rvt
ppmd_templates_LBVP2.rvt | LBVP2 - DOOR SCHEDULE | FALSE | Width¦0 ft - 0 in | Width | FALSE |  | nzL8tD715GkX8EvitG0KwbutqMAiagBAup85xhCBjEw= | C:\Temp\vw\test data\ppmd_templates_LBVP2.rvt
ppmd_templates_LBVP2.rvt | LBVP2 - DOOR SCHEDULE | FALSE | Notes | Type Comments | FALSE |  | nzL8tD715GkX8EvitG0KwbutqMAiagBAup85xhCBjEw= | C:\Temp\vw\test data\ppmd_templates_LBVP2.rvt
ppmd_templates_LBVP2.rvt | LBVP2 - ELECTRICAL DESIGN | FALSE | Lighting¦LUX1 | Light_Level_LUX | TRUE | fc853981-f613-4f05-81bd-e48fb947424b | nzL8tD715GkX8EvitG0KwbutqMAiagBAup85xhCBjEw= | C:\Temp\vw\test data\ppmd_templates_LBVP2.rvt | 700
ppmd_templates_LBVP2.rvt | LBVP2 - ELECTRICAL DESIGN | FALSE | Lighting¦Footcandles1 | Light_Level_FC | FALSE |  | nzL8tD715GkX8EvitG0KwbutqMAiagBAup85xhCBjEw= | C:\Temp\vw\test data\ppmd_templates_LBVP2.rvt | 65
ppmd_templates_LBVP2.rvt | LBVP2 - ELECTRICAL DESIGN | FALSE | Lighting¦LUX2 | Light_Level_LUX2 | TRUE | 172f1cff-58cc-41cd-b888-0e7a81d2bf40 | nzL8tD715GkX8EvitG0KwbutqMAiagBAup85xhCBjEw= | C:\Temp\vw\test data\ppmd_templates_LBVP2.rvt | 1100
ppmd_templates_LBVP2.rvt | LBVP2 - ELECTRICAL DESIGN | FALSE | Lighting¦Footcandles2 | Light_Level_FC2 | FALSE |  | nzL8tD715GkX8EvitG0KwbutqMAiagBAup85xhCBjEw= | C:\Temp\vw\test data\ppmd_templates_LBVP2.rvt | 102
ppmd_templates_LBVP2.rvt | LBVP2 - ELECTRICAL DESIGN | FALSE | Lighting¦Notes | Light_Notes | TRUE | a36245ac-ea57-45c2-bac5-bed4d04a4f78 | nzL8tD715GkX8EvitG0KwbutqMAiagBAup85xhCBjEw= | C:\Temp\vw\test data\ppmd_templates_LBVP2.rvt | C
ppmd_templates_LBVP2.rvt | LBVP2 - ELECTRICAL DESIGN | FALSE | Lighting¦Notes2 | Light_Notes2 | TRUE | 6d0b4891-ce4c-45f8-9560-387866098a10 | nzL8tD715GkX8EvitG0KwbutqMAiagBAup85xhCBjEw= | C:\Temp\vw\test data\ppmd_templates_LBVP2.rvt | -
ppmd_templates_LBVP2.rvt | LBVP2 - ELECTRICAL DESIGN | FALSE | Essential Power¦% Power | ES_Power% | TRUE | 7cbfe71a-865f-4cf4-b400-c67e3939439b | nzL8tD715GkX8EvitG0KwbutqMAiagBAup85xhCBjEw= | C:\Temp\vw\test data\ppmd_templates_LBVP2.rvt | R
ppmd_templates_LBVP2.rvt | LBVP2 - ELECTRICAL DESIGN | FALSE | Essential Power¦% Light | ES_Light% | TRUE | af00a8bb-40cb-434a-a7e5-b4140f3c844f | nzL8tD715GkX8EvitG0KwbutqMAiagBAup85xhCBjEw= | C:\Temp\vw\test data\ppmd_templates_LBVP2.rvt | L
ppmd_templates_LBVP2.rvt | LBVP2 - ELECTRICAL DESIGN | FALSE | Essential Power¦Notes | ES_Notes | TRUE | 0c3ae867-1060-40b5-bb68-261d16a167a0 | nzL8tD715GkX8EvitG0KwbutqMAiagBAup85xhCBjEw= | C:\Temp\vw\test data\ppmd_templates_LBVP2.rvt | -
ppmd_templates_LBVP2.rvt | LBVP2 - EQUIPMENT SCHEDULE | TRUE | JSN | JSN | TRUE | 8632cd76-2ab9-457d-8db7-39197de446a2 | nzL8tD715GkX8EvitG0KwbutqMAiagBAup85xhCBjEw= | C:\Temp\vw\test data\ppmd_templates_LBVP2.rvt | A1066¦A5075¦A5080¦A5106¦A5145¦A5180¦C0037¦C0045¦CS090¦CT020¦E0945¦E0963¦F2010¦F3200¦L8520¦M0755¦M0765¦M1400¦M1410¦M1411¦M1801¦M1830¦M4116¦M8810¦P1965¦P2450¦R6200
ppmd_templates_LBVP2.rvt | LBVP2 - EQUIPMENT SCHEDULE | TRUE | Nomenclature | Nomenclature | TRUE | f004b755-1952-4a21-a1c1-98f41ef6a86c | nzL8tD715GkX8EvitG0KwbutqMAiagBAup85xhCBjEw= | C:\Temp\vw\test data\ppmd_templates_LBVP2.rvt | Mirror, Float Glass, With SS Frame¦Dispenser, Soap, Disposable¦Dispenser, Paper Towel, SS, Surface Mounted¦Waste Disposal Unit, Sharps w/Glove Dispenser¦Hook, Garment, Double, SS, Surface Mounted¦Track, Cubicle, Surface Mounted, With Curtain¦Rail, Apron, 4x36x1¦Frame, Apron, 1 Drawer, 4x36x22¦Sink, SS, Single Compartment, 7.5x19x16 ID¦Countertop, Solid Surface¦Mobile, Workstation¦Cart, General Storage, Mobile¦Basket, Wastepaper, Step-On¦Clock, Battery, 12" Diameter¦Shaker, Rotating, 12 Standard Tubes¦Flowmeter, Oxygen, Low Flow¦Regulator, Vacuum¦Chair, Blood Donor, Recliner, Manual or Pneumatic¦Chair, Laboratory, Blood Drawing, w/Storage¦Phlebotomy Arm, Wheelchair Accessible¦Computer, Microprocessing, w/Flat Panel Monitor¦Printer, Label, Pharmacy¦Monitor, Vital Signs¦Stand, Mayo¦Eyewash, Eye/Face, Sink Mounted, Hands-free¦Valve, Mixing, Thermostatic¦Refrigerator, U/C or F/S, 5 Cu Ft
ppmd_templates_LBVP2.rvt | LBVP2 - EQUIPMENT SCHEDULE | TRUE | Qty | Count | FALSE |  | nzL8tD715GkX8EvitG0KwbutqMAiagBAup85xhCBjEw= | C:\Temp\vw\test data\ppmd_templates_LBVP2.rvt | 1¦1¦1¦4¦1¦5¦1¦1¦1¦1¦1¦2¦4¦1¦1¦3¦3¦1¦1¦1¦1¦1¦1¦3¦1¦1¦1
ppmd_templates_LBVP2.rvt | LBVP2 - EQUIPMENT SCHEDULE | TRUE | LF | Comments | FALSE |  | nzL8tD715GkX8EvitG0KwbutqMAiagBAup85xhCBjEw= | C:\Temp\vw\test data\ppmd_templates_LBVP2.rvt | 8'-0"¦¦¦¦6'-0"
ppmd_templates_LBVP2.rvt | LBVP2 - EQUIPMENT SCHEDULE | TRUE | Logistics¦AR | CAT_Army | TRUE | fa0e0053-bcc4-42e8-881f-6a4690f994c9 | nzL8tD715GkX8EvitG0KwbutqMAiagBAup85xhCBjEw= | C:\Temp\vw\test data\ppmd_templates_LBVP2.rvt | A¦C¦A¦C¦A¦A¦A¦A¦A¦A¦C¦C¦C¦C¦C¦C¦C¦C¦C¦C¦C¦C¦C¦C¦A¦A¦C
ppmd_templates_LBVP2.rvt | LBVP2 - EQUIPMENT SCHEDULE | TRUE | Logistics¦NA | CAT_Navy | TRUE | 183e77a6-b75d-41a5-8f81-f6abfee236ec | nzL8tD715GkX8EvitG0KwbutqMAiagBAup85xhCBjEw= | C:\Temp\vw\test data\ppmd_templates_LBVP2.rvt | A¦C¦A¦A¦A¦A¦A¦A¦A¦A¦C¦C¦C¦C¦C¦C¦C¦C¦C¦C¦C¦C¦C¦C¦A¦A¦C
ppmd_templates_LBVP2.rvt | LBVP2 - EQUIPMENT SCHEDULE | TRUE | Logistics¦AF | CAT_AF | TRUE | 053816d3-2f83-4e72-9b30-0a25ff75573f | nzL8tD715GkX8EvitG0KwbutqMAiagBAup85xhCBjEw= | C:\Temp\vw\test data\ppmd_templates_LBVP2.rvt | A¦C¦A¦C¦A¦A¦A¦A¦A¦A¦C¦C¦C¦C¦C¦C¦C¦C¦C¦C¦C¦C¦C¦C¦A¦A¦C
ppmd_templates_LBVP2.rvt | LBVP2 - EQUIPMENT SCHEDULE | TRUE | Logistics¦VA | CAT_VA | TRUE | abab06e0-bc20-4958-a9a7-acf73c376614 | nzL8tD715GkX8EvitG0KwbutqMAiagBAup85xhCBjEw= | C:\Temp\vw\test data\ppmd_templates_LBVP2.rvt | A¦C¦A¦C¦A¦A¦A¦A¦A¦A¦C¦C¦C¦C¦C¦C¦C¦C¦C¦C¦C¦C¦C¦C¦A¦A¦C
ppmd_templates_LBVP2.rvt | LBVP2 - EQUIPMENT SCHEDULE | TRUE | Utilities¦1 | UTIL_1_WaterDrain | TRUE | 594b780e-c62e-473b-9f66-4d3db2fa1b7f | nzL8tD715GkX8EvitG0KwbutqMAiagBAup85xhCBjEw= | C:\Temp\vw\test data\ppmd_templates_LBVP2.rvt | -¦-¦-¦-¦-¦-¦-¦-¦D¦-¦-¦-¦-¦-¦-¦-¦-¦-¦-¦-¦-¦-¦-¦-¦A¦A¦-
ppmd_templates_LBVP2.rvt | LBVP2 - EQUIPMENT SCHEDULE | TRUE | Utilities¦2 | UTIL_2_Elec | TRUE | 28082216-138e-4a2f-9824-e96dbd7e3cd0 | nzL8tD715GkX8EvitG0KwbutqMAiagBAup85xhCBjEw= | C:\Temp\vw\test data\ppmd_templates_LBVP2.rvt | -¦-¦-¦-¦-¦-¦-¦-¦-¦-¦-¦-¦-¦-¦A¦-¦-¦-¦-¦-¦A¦A¦A¦-¦-¦-¦A
ppmd_templates_LBVP2.rvt | LBVP2 - EQUIPMENT SCHEDULE | TRUE | Utilities¦3 | UTIL_3_MedGas | TRUE | 22af1ef2-54f0-4b6e-b40a-7064dfb8769c | nzL8tD715GkX8EvitG0KwbutqMAiagBAup85xhCBjEw= | C:\Temp\vw\test data\ppmd_templates_LBVP2.rvt | -¦-¦-¦-¦-¦-¦-¦-¦-¦-¦-¦-¦-¦-¦-¦A¦B¦-¦-¦-¦-¦-¦-¦-¦-¦-¦-
ppmd_templates_LBVP2.rvt | LBVP2 - EQUIPMENT SCHEDULE | TRUE | Utilities¦4 | UTIL_4_MiscGas | TRUE | 745b8c3e-fd4a-4430-994a-d25826e1e484 | nzL8tD715GkX8EvitG0KwbutqMAiagBAup85xhCBjEw= | C:\Temp\vw\test data\ppmd_templates_LBVP2.rvt | -¦-¦-¦-¦-¦-¦-¦-¦-¦-¦-¦-¦-¦-¦-¦-¦-¦-¦-¦-¦-¦-¦-¦-¦-¦-¦-
ppmd_templates_LBVP2.rvt | LBVP2 - EQUIPMENT SCHEDULE | TRUE | Utilities¦5 | UTIL_5_NonMedGas | TRUE | 323edf97-d058-44ef-a0fb-1836c80554d8 | nzL8tD715GkX8EvitG0KwbutqMAiagBAup85xhCBjEw= | C:\Temp\vw\test data\ppmd_templates_LBVP2.rvt | -¦-¦-¦-¦-¦-¦-¦-¦-¦-¦-¦-¦-¦-¦-¦-¦-¦-¦-¦-¦-¦-¦-¦-¦-¦-¦-
ppmd_templates_LBVP2.rvt | LBVP2 - EQUIPMENT SCHEDULE | TRUE | Utilities¦6 | UTIL_6_Misc | TRUE | 38083e2d-8ba3-4868-9752-742b7a4a9586 | nzL8tD715GkX8EvitG0KwbutqMAiagBAup85xhCBjEw= | C:\Temp\vw\test data\ppmd_templates_LBVP2.rvt | -¦-¦-¦-¦-¦-¦-¦-¦-¦-¦-¦-¦-¦-¦-¦-¦-¦-¦-¦-¦-¦-¦-¦-¦-¦-¦-
ppmd_templates_LBVP2.rvt | LBVP2 - INTERIOR DESIGN | FALSE | Floor Finish¦Preferred | Floor Finish | FALSE |  | nzL8tD715GkX8EvitG0KwbutqMAiagBAup85xhCBjEw= | C:\Temp\vw\test data\ppmd_templates_LBVP2.rvt | US
ppmd_templates_LBVP2.rvt | LBVP2 - INTERIOR DESIGN | FALSE | Floor Finish¦Alternate | Floor Finish2 | TRUE | 4030719d-a272-441a-8bfa-d5eb510a1687 | nzL8tD715GkX8EvitG0KwbutqMAiagBAup85xhCBjEw= | C:\Temp\vw\test data\ppmd_templates_LBVP2.rvt | UT
ppmd_templates_LBVP2.rvt | LBVP2 - INTERIOR DESIGN | FALSE | Wall Finish¦Preferred | Wall Finish | FALSE |  | nzL8tD715GkX8EvitG0KwbutqMAiagBAup85xhCBjEw= | C:\Temp\vw\test data\ppmd_templates_LBVP2.rvt | GLG
ppmd_templates_LBVP2.rvt | LBVP2 - INTERIOR DESIGN | FALSE | Wall Finish¦Alternate | Wall Finish2 | TRUE | 5a49d499-57b3-4e1f-afc0-4c041c862be1 | nzL8tD715GkX8EvitG0KwbutqMAiagBAup85xhCBjEw= | C:\Temp\vw\test data\ppmd_templates_LBVP2.rvt | GPT
ppmd_templates_LBVP2.rvt | LBVP2 - INTERIOR DESIGN | FALSE | Ceiling Finish¦Preferred | Ceiling Finish | FALSE |  | nzL8tD715GkX8EvitG0KwbutqMAiagBAup85xhCBjEw= | C:\Temp\vw\test data\ppmd_templates_LBVP2.rvt | AT1
ppmd_templates_LBVP2.rvt | LBVP2 - INTERIOR DESIGN | FALSE | Ceiling Finish¦Alternate | Ceiling Finish2 | TRUE | acb31fd1-378b-4329-97b0-400ae39b5bc4 | nzL8tD715GkX8EvitG0KwbutqMAiagBAup85xhCBjEw= | C:\Temp\vw\test data\ppmd_templates_LBVP2.rvt | -
ppmd_templates_LBVP2.rvt | LBVP2 - INTERIOR DESIGN | FALSE | Room Height¦ft - in | Ceiling_Hgt_IP | TRUE | 9f14ca4f-2465-4385-a17c-7aa549f64c09 | nzL8tD715GkX8EvitG0KwbutqMAiagBAup85xhCBjEw= | C:\Temp\vw\test data\ppmd_templates_LBVP2.rvt | 9' - 0"
ppmd_templates_LBVP2.rvt | LBVP2 - INTERIOR DESIGN | FALSE | Room Noise¦Min NC | Noise_NC_MIN | TRUE | 8c49df6c-7d6b-49fd-9459-f57d0921d704 | nzL8tD715GkX8EvitG0KwbutqMAiagBAup85xhCBjEw= | C:\Temp\vw\test data\ppmd_templates_LBVP2.rvt | 35
ppmd_templates_LBVP2.rvt | LBVP2 - INTERIOR DESIGN | FALSE | Room Noise¦Max NC | Noise_NC_MAX | TRUE | 629b571a-1c14-443c-b8e8-1130b5edb513 | nzL8tD715GkX8EvitG0KwbutqMAiagBAup85xhCBjEw= | C:\Temp\vw\test data\ppmd_templates_LBVP2.rvt | 45
ppmd_templates_LBVP2.rvt | LBVP2 - INTERIOR DESIGN | FALSE | Room Noise¦SC | Noise_SC | TRUE | 44bf9cd1-070a-432c-87d9-26a3211cfe07 | nzL8tD715GkX8EvitG0KwbutqMAiagBAup85xhCBjEw= | C:\Temp\vw\test data\ppmd_templates_LBVP2.rvt | 40
ppmd_templates_LBVP2.rvt | LBVP2 - MECHANICAL DESIGN | FALSE | Air Balance | Air_Balance | TRUE | 587b3cf9-4450-4d95-b8ef-0e93665dbd91 | nzL8tD715GkX8EvitG0KwbutqMAiagBAup85xhCBjEw= | C:\Temp\vw\test data\ppmd_templates_LBVP2.rvt | 0
ppmd_templates_LBVP2.rvt | LBVP2 - MECHANICAL DESIGN | FALSE | Air Changes Total | Air_Changes_Total | TRUE | 3988d7f3-0f28-4410-866c-5bc65e1d842a | nzL8tD715GkX8EvitG0KwbutqMAiagBAup85xhCBjEw= | C:\Temp\vw\test data\ppmd_templates_LBVP2.rvt | 6
ppmd_templates_LBVP2.rvt | LBVP2 - MECHANICAL DESIGN | FALSE | Air Changes OA | Air_Changes_OA | TRUE | b7af949f-3b64-4f85-9391-d9f17dcaad1e | nzL8tD715GkX8EvitG0KwbutqMAiagBAup85xhCBjEw= | C:\Temp\vw\test data\ppmd_templates_LBVP2.rvt | 2
ppmd_templates_LBVP2.rvt | LBVP2 - MECHANICAL DESIGN | FALSE | 100% Exhaust Air | Exhaust_Air_100% | TRUE | 62b97784-583b-47d5-90a3-a90bbb961b6e | nzL8tD715GkX8EvitG0KwbutqMAiagBAup85xhCBjEw= | C:\Temp\vw\test data\ppmd_templates_LBVP2.rvt | -
ppmd_templates_LBVP2.rvt | LBVP2 - MECHANICAL DESIGN | FALSE | Summer Temp¦F | Temp_Summer_F | TRUE | 1cbf6964-bd0f-4852-b367-ef4828e2e2cc | nzL8tD715GkX8EvitG0KwbutqMAiagBAup85xhCBjEw= | C:\Temp\vw\test data\ppmd_templates_LBVP2.rvt
ppmd_templates_LBVP2.rvt | LBVP2 - MECHANICAL DESIGN | FALSE | Summer Temp¦C | Temp_Summer_C | FALSE |  | nzL8tD715GkX8EvitG0KwbutqMAiagBAup85xhCBjEw= | C:\Temp\vw\test data\ppmd_templates_LBVP2.rvt
ppmd_templates_LBVP2.rvt | LBVP2 - MECHANICAL DESIGN | FALSE | Summer Temp¦Note | Temp_Summer_Note | TRUE | 6248fa3c-bb43-4e1c-91bb-60e102e573b7 | nzL8tD715GkX8EvitG0KwbutqMAiagBAup85xhCBjEw= | C:\Temp\vw\test data\ppmd_templates_LBVP2.rvt
ppmd_templates_LBVP2.rvt | LBVP2 - MECHANICAL DESIGN | FALSE | Winter Temp¦F | Temp_Winter_F | TRUE | b4f9888f-41ad-47ef-a6af-145b3de732c9 | nzL8tD715GkX8EvitG0KwbutqMAiagBAup85xhCBjEw= | C:\Temp\vw\test data\ppmd_templates_LBVP2.rvt | 68
ppmd_templates_LBVP2.rvt | LBVP2 - MECHANICAL DESIGN | FALSE | Winter Temp¦C | Temp_Winter_C | FALSE |  | nzL8tD715GkX8EvitG0KwbutqMAiagBAup85xhCBjEw= | C:\Temp\vw\test data\ppmd_templates_LBVP2.rvt | 20
ppmd_templates_LBVP2.rvt | LBVP2 - MECHANICAL DESIGN | FALSE | Winter Temp¦Note | Temp_Winter_Note | TRUE | aacd83fc-f530-464e-b089-01667d3c52cd | nzL8tD715GkX8EvitG0KwbutqMAiagBAup85xhCBjEw= | C:\Temp\vw\test data\ppmd_templates_LBVP2.rvt
ppmd_templates_LBVP2.rvt | LBVP2 - MECHANICAL DESIGN | FALSE | Max Relative Humidity | Relative_Humidity | TRUE | 36ead6c1-4384-4a65-8654-06a60aef94cb | nzL8tD715GkX8EvitG0KwbutqMAiagBAup85xhCBjEw= | C:\Temp\vw\test data\ppmd_templates_LBVP2.rvt | -
ppmd_templates_LBVP2.rvt | LBVP2 - MECHANICAL DESIGN | FALSE | Filtration¦Interm % | Filtration_Inter_% | TRUE | 4f03ad65-f905-419e-a0cf-8f58fe921fbc | nzL8tD715GkX8EvitG0KwbutqMAiagBAup85xhCBjEw= | C:\Temp\vw\test data\ppmd_templates_LBVP2.rvt | 14
ppmd_templates_LBVP2.rvt | LBVP2 - MECHANICAL DESIGN | FALSE | Filtration¦Final % | Filtration_Final_% | TRUE | cc736e5f-46f5-476a-8d0a-ceb32d8d4e5a | nzL8tD715GkX8EvitG0KwbutqMAiagBAup85xhCBjEw= | C:\Temp\vw\test data\ppmd_templates_LBVP2.rvt | -
ppmd_templates_LBVP2.rvt | LBVP2 - MECHANICAL DESIGN | FALSE | Notes | Mech_Notes | TRUE | a32df790-0ab9-4c4a-b19c-511c2eef6d56 | nzL8tD715GkX8EvitG0KwbutqMAiagBAup85xhCBjEw= | C:\Temp\vw\test data\ppmd_templates_LBVP2.rvt | -
ppmd_templates_LBVP2.rvt | LBVP2 - MEDICAL GAS DESIGN | FALSE | MCA | MedGas_MCA | TRUE | 3b23ea7f-b9f1-4749-8a2b-eb6a4fab4cdc | nzL8tD715GkX8EvitG0KwbutqMAiagBAup85xhCBjEw= | C:\Temp\vw\test data\ppmd_templates_LBVP2.rvt | -
ppmd_templates_LBVP2.rvt | LBVP2 - MEDICAL GAS DESIGN | FALSE | DCA | MedGas_DCA | TRUE | 20dc9c73-7465-4e8a-8300-4a8b5a46a91c | nzL8tD715GkX8EvitG0KwbutqMAiagBAup85xhCBjEw= | C:\Temp\vw\test data\ppmd_templates_LBVP2.rvt | -
ppmd_templates_LBVP2.rvt | LBVP2 - MEDICAL GAS DESIGN | FALSE | LA | MedGas_LA | TRUE | 99801083-d820-4c5f-ad07-ab168e1bbda0 | nzL8tD715GkX8EvitG0KwbutqMAiagBAup85xhCBjEw= | C:\Temp\vw\test data\ppmd_templates_LBVP2.rvt | -
ppmd_templates_LBVP2.rvt | LBVP2 - MEDICAL GAS DESIGN | FALSE | PA | MedGas_PA | TRUE | 55793ba6-1647-428e-86f6-5ce4153c7f2e | nzL8tD715GkX8EvitG0KwbutqMAiagBAup85xhCBjEw= | C:\Temp\vw\test data\ppmd_templates_LBVP2.rvt | -
ppmd_templates_LBVP2.rvt | LBVP2 - MEDICAL GAS DESIGN | FALSE | MV | MedGas_MV | TRUE | 0a0bec6d-9172-4a2c-9fb3-7616a08f677a | nzL8tD715GkX8EvitG0KwbutqMAiagBAup85xhCBjEw= | C:\Temp\vw\test data\ppmd_templates_LBVP2.rvt | -
ppmd_templates_LBVP2.rvt | LBVP2 - MEDICAL GAS DESIGN | FALSE | DHV | MedGas_DHV | TRUE | 79779898-9917-494b-a027-0013b44e14f1 | nzL8tD715GkX8EvitG0KwbutqMAiagBAup85xhCBjEw= | C:\Temp\vw\test data\ppmd_templates_LBVP2.rvt | -
ppmd_templates_LBVP2.rvt | LBVP2 - MEDICAL GAS DESIGN | FALSE | DLV | MedGas_DLV | TRUE | bcdcef93-2e56-440a-a8f7-e9973eadba59 | nzL8tD715GkX8EvitG0KwbutqMAiagBAup85xhCBjEw= | C:\Temp\vw\test data\ppmd_templates_LBVP2.rvt | -
ppmd_templates_LBVP2.rvt | LBVP2 - MEDICAL GAS DESIGN | FALSE | LDE | MedGas_LDE | TRUE | cc6496eb-fa04-4455-81d4-1dfb1e6aaa52 | nzL8tD715GkX8EvitG0KwbutqMAiagBAup85xhCBjEw= | C:\Temp\vw\test data\ppmd_templates_LBVP2.rvt | -
ppmd_templates_LBVP2.rvt | LBVP2 - MEDICAL GAS DESIGN | FALSE | OX | MedGas_OX | TRUE | 59f6c2e0-639e-4476-adf0-a5c19b1199db | nzL8tD715GkX8EvitG0KwbutqMAiagBAup85xhCBjEw= | C:\Temp\vw\test data\ppmd_templates_LBVP2.rvt | -
ppmd_templates_LBVP2.rvt | LBVP2 - MEDICAL GAS DESIGN | FALSE | NO | MedGas_NO | TRUE | 1f31b342-99ad-494b-90ce-f27b8fc04b75 | nzL8tD715GkX8EvitG0KwbutqMAiagBAup85xhCBjEw= | C:\Temp\vw\test data\ppmd_templates_LBVP2.rvt | -
ppmd_templates_LBVP2.rvt | LBVP2 - MEDICAL GAS DESIGN | FALSE | NI | MedGas_NI | TRUE | ea24567d-1f4e-45f9-907f-a79ef8b323b1 | nzL8tD715GkX8EvitG0KwbutqMAiagBAup85xhCBjEw= | C:\Temp\vw\test data\ppmd_templates_LBVP2.rvt | -
ppmd_templates_LBVP2.rvt | LBVP2 - MEDICAL GAS DESIGN | FALSE | WAGD | MedGas_WAGD | TRUE | 1aa3572e-5073-44b4-acb3-ff8739230b69 | nzL8tD715GkX8EvitG0KwbutqMAiagBAup85xhCBjEw= | C:\Temp\vw\test data\ppmd_templates_LBVP2.rvt | -
ppmd_templates_LBVP2.rvt | LBVP2 - MEDICAL GAS DESIGN | FALSE | Notes1 | MedGas_Notes | TRUE | 69d1283f-21ef-46f3-9ebb-e36d00ef4da3 | nzL8tD715GkX8EvitG0KwbutqMAiagBAup85xhCBjEw= | C:\Temp\vw\test data\ppmd_templates_LBVP2.rvt | -
ppmd_templates_LBVP2.rvt | LBVP2 - MEDICAL GAS DESIGN | FALSE | Notes2 | MedGas_Notes2 | TRUE | 867f4341-094b-4cc7-b128-8c28392e09cd | nzL8tD715GkX8EvitG0KwbutqMAiagBAup85xhCBjEw= | C:\Temp\vw\test data\ppmd_templates_LBVP2.rvt
ppmd_templates_LBVP2.rvt | LBVP2 - STRUCTURAL DESIGN | FALSE | Structural Load¦psf | Str_FloorLoad_psf | TRUE | 654b90c9-d71e-4bcd-9f27-a1532becca95 | nzL8tD715GkX8EvitG0KwbutqMAiagBAup85xhCBjEw= | C:\Temp\vw\test data\ppmd_templates_LBVP2.rvt | 100
ppmd_templates_LBVP2.rvt | LBVP2 - STRUCTURAL DESIGN | FALSE | Structural Load¦kPA | Str_FloorLoad_kPA | FALSE |  | nzL8tD715GkX8EvitG0KwbutqMAiagBAup85xhCBjEw= | C:\Temp\vw\test data\ppmd_templates_LBVP2.rvt | 5
ppmd_templates_LBVP2.rvt | LBVP2 - STRUCTURAL DESIGN | FALSE | Notes | Str_Notes | TRUE | 509b36e6-cf53-4158-b357-61e3cedd6faa | nzL8tD715GkX8EvitG0KwbutqMAiagBAup85xhCBjEw= | C:\Temp\vw\test data\ppmd_templates_LBVP2.rvt
ppmd_templates_LDAT1.rvt | LDAT1 - DATA/TELEPHONE EQUIPMENT | FALSE | JSN | JSN | TRUE | 8632cd76-2ab9-457d-8db7-39197de446a2 | 9EcZJ+kb4P8W841/5KAYr10Q9xBh294B4TwHP117kew= | C:\Temp\vw\test data\ppmd_templates_LDAT1.rvt
ppmd_templates_LDAT1.rvt | LDAT1 - DATA/TELEPHONE EQUIPMENT | FALSE | Nomenclature | Nomenclature | TRUE | f004b755-1952-4a21-a1c1-98f41ef6a86c | 9EcZJ+kb4P8W841/5KAYr10Q9xBh294B4TwHP117kew= | C:\Temp\vw\test data\ppmd_templates_LDAT1.rvt
ppmd_templates_LDAT1.rvt | LDAT1 - DATA/TELEPHONE EQUIPMENT | FALSE | Qty | Count | FALSE |  | 9EcZJ+kb4P8W841/5KAYr10Q9xBh294B4TwHP117kew= | C:\Temp\vw\test data\ppmd_templates_LDAT1.rvt
ppmd_templates_LDAT1.rvt | LDAT1 - DATA/TELEPHONE EQUIPMENT | FALSE | Logistics¦AR | CAT_Army | TRUE | fa0e0053-bcc4-42e8-881f-6a4690f994c9 | 9EcZJ+kb4P8W841/5KAYr10Q9xBh294B4TwHP117kew= | C:\Temp\vw\test data\ppmd_templates_LDAT1.rvt
ppmd_templates_LDAT1.rvt | LDAT1 - DATA/TELEPHONE EQUIPMENT | FALSE | Logistics¦NA | CAT_Navy | TRUE | 183e77a6-b75d-41a5-8f81-f6abfee236ec | 9EcZJ+kb4P8W841/5KAYr10Q9xBh294B4TwHP117kew= | C:\Temp\vw\test data\ppmd_templates_LDAT1.rvt
ppmd_templates_LDAT1.rvt | LDAT1 - DATA/TELEPHONE EQUIPMENT | FALSE | Logistics¦AF | CAT_AF | TRUE | 053816d3-2f83-4e72-9b30-0a25ff75573f | 9EcZJ+kb4P8W841/5KAYr10Q9xBh294B4TwHP117kew= | C:\Temp\vw\test data\ppmd_templates_LDAT1.rvt
ppmd_templates_LDAT1.rvt | LDAT1 - DATA/TELEPHONE EQUIPMENT | FALSE | Logistics¦VA | CAT_VA | TRUE | abab06e0-bc20-4958-a9a7-acf73c376614 | 9EcZJ+kb4P8W841/5KAYr10Q9xBh294B4TwHP117kew= | C:\Temp\vw\test data\ppmd_templates_LDAT1.rvt
ppmd_templates_LDAT1.rvt | LDAT1 - ELECTRICAL DESIGN | FALSE | Lighting¦LUX1 | Light_Level_LUX | TRUE | fc853981-f613-4f05-81bd-e48fb947424b | 9EcZJ+kb4P8W841/5KAYr10Q9xBh294B4TwHP117kew= | C:\Temp\vw\test data\ppmd_templates_LDAT1.rvt | 500¦200
ppmd_templates_LDAT1.rvt | LDAT1 - ELECTRICAL DESIGN | FALSE | Lighting¦Footcandles1 | Light_Level_FC | FALSE |  | 9EcZJ+kb4P8W841/5KAYr10Q9xBh294B4TwHP117kew= | C:\Temp\vw\test data\ppmd_templates_LDAT1.rvt | 46¦19
ppmd_templates_LDAT1.rvt | LDAT1 - ELECTRICAL DESIGN | FALSE | Lighting¦LUX2 | Light_Level_LUX2 | TRUE | 172f1cff-58cc-41cd-b888-0e7a81d2bf40 | 9EcZJ+kb4P8W841/5KAYr10Q9xBh294B4TwHP117kew= | C:\Temp\vw\test data\ppmd_templates_LDAT1.rvt | 1100
ppmd_templates_LDAT1.rvt | LDAT1 - ELECTRICAL DESIGN | FALSE | Lighting¦Footcandles2 | Light_Level_FC2 | FALSE |  | 9EcZJ+kb4P8W841/5KAYr10Q9xBh294B4TwHP117kew= | C:\Temp\vw\test data\ppmd_templates_LDAT1.rvt | 102
ppmd_templates_LDAT1.rvt | LDAT1 - ELECTRICAL DESIGN | FALSE | Lighting¦Notes | Light_Notes | TRUE | a36245ac-ea57-45c2-bac5-bed4d04a4f78 | 9EcZJ+kb4P8W841/5KAYr10Q9xBh294B4TwHP117kew= | C:\Temp\vw\test data\ppmd_templates_LDAT1.rvt | C¦-
ppmd_templates_LDAT1.rvt | LDAT1 - ELECTRICAL DESIGN | FALSE | Lighting¦Notes2 | Light_Notes2 | TRUE | 6d0b4891-ce4c-45f8-9560-387866098a10 | 9EcZJ+kb4P8W841/5KAYr10Q9xBh294B4TwHP117kew= | C:\Temp\vw\test data\ppmd_templates_LDAT1.rvt | -¦-
ppmd_templates_LDAT1.rvt | LDAT1 - ELECTRICAL DESIGN | FALSE | Essential Power¦% Power | ES_Power% | TRUE | 7cbfe71a-865f-4cf4-b400-c67e3939439b | 9EcZJ+kb4P8W841/5KAYr10Q9xBh294B4TwHP117kew= | C:\Temp\vw\test data\ppmd_templates_LDAT1.rvt | R¦-
ppmd_templates_LDAT1.rvt | LDAT1 - ELECTRICAL DESIGN | FALSE | Essential Power¦% Light | ES_Light% | TRUE | af00a8bb-40cb-434a-a7e5-b4140f3c844f | 9EcZJ+kb4P8W841/5KAYr10Q9xBh294B4TwHP117kew= | C:\Temp\vw\test data\ppmd_templates_LDAT1.rvt | L¦-
ppmd_templates_LDAT1.rvt | LDAT1 - ELECTRICAL DESIGN | FALSE | Essential Power¦Notes | ES_Notes | TRUE | 0c3ae867-1060-40b5-bb68-261d16a167a0 | 9EcZJ+kb4P8W841/5KAYr10Q9xBh294B4TwHP117kew= | C:\Temp\vw\test data\ppmd_templates_LDAT1.rvt | -¦-
ppmd_templates_LDAT1.rvt | LDAT1 - EQUIPMENT SCHEDULE | TRUE | JSN | JSN | TRUE | 8632cd76-2ab9-457d-8db7-39197de446a2 | 9EcZJ+kb4P8W841/5KAYr10Q9xBh294B4TwHP117kew= | C:\Temp\vw\test data\ppmd_templates_LDAT1.rvt | A1066¦A1132¦A5075¦A5080¦A5106¦A5145¦E0945¦E0948¦F0205¦F0265¦F0340¦F2010¦F3200¦M0505¦M0750¦M0755¦M0765¦M1620¦M1801¦M4100¦M4200¦M7820¦P3100
ppmd_templates_LDAT1.rvt | LDAT1 - EQUIPMENT SCHEDULE | TRUE | Nomenclature | Nomenclature | TRUE | f004b755-1952-4a21-a1c1-98f41ef6a86c | 9EcZJ+kb4P8W841/5KAYr10Q9xBh294B4TwHP117kew= | C:\Temp\vw\test data\ppmd_templates_LDAT1.rvt | Mirror, Float Glass, With SS Frame¦Rail, Accessory Mounting, 48"¦Dispenser, Soap, Disposable¦Dispenser, Paper Towel, SS, Surface Mounted¦Waste Disposal Unit, Sharps w/Glove Dispenser¦Hook, Garment, Double, SS, Surface Mounted¦Mobile, Workstation¦Cart, General Storage, Mobile, 42"H x 32"W x 22"D¦Chair, Side With Arms¦Chair, Recliner¦Stool, Self Adjusting¦Basket, Wastepaper, Step-On¦Clock, Battery, 12" Diameter¦Television, Color, Bedside¦Flowmeter, Air, Connect w/50 PSI Supply¦Flowmeter, Oxygen, Low Flow¦Regulator, Vacuum¦Holder, Chart, Patient, Wall or Door Mounted¦Computer, Microprocessing, w/Flat Panel Monitor¦Sphygmomanometer, Aneroid, Wall Mounted¦Otoscope/Ophthalmoscope, Wall Mounted¦Monitor, Fetal, Bedside/Stand Alone¦Lavatory, Vitreous China, Slab Type
ppmd_templates_LDAT1.rvt | LDAT1 - EQUIPMENT SCHEDULE | TRUE | Qty | Count | FALSE |  | 9EcZJ+kb4P8W841/5KAYr10Q9xBh294B4TwHP117kew= | C:\Temp\vw\test data\ppmd_templates_LDAT1.rvt | 1¦1¦1¦1¦1¦1¦1¦1¦1¦1¦1¦1¦1¦1¦1¦1¦1¦1¦1¦1¦1¦1¦1
ppmd_templates_LDAT1.rvt | LDAT1 - EQUIPMENT SCHEDULE | TRUE | LF | Comments | FALSE |  | 9EcZJ+kb4P8W841/5KAYr10Q9xBh294B4TwHP117kew= | C:\Temp\vw\test data\ppmd_templates_LDAT1.rvt | 4'-0"
ppmd_templates_LDAT1.rvt | LDAT1 - EQUIPMENT SCHEDULE | TRUE | Logistics¦AR | CAT_Army | TRUE | fa0e0053-bcc4-42e8-881f-6a4690f994c9 | 9EcZJ+kb4P8W841/5KAYr10Q9xBh294B4TwHP117kew= | C:\Temp\vw\test data\ppmd_templates_LDAT1.rvt | A¦A¦C¦A¦C¦A¦C¦C¦C¦C¦C¦C¦C¦C¦C¦C¦C¦A¦C¦C¦C¦C¦A
ppmd_templates_LDAT1.rvt | LDAT1 - EQUIPMENT SCHEDULE | TRUE | Logistics¦NA | CAT_Navy | TRUE | 183e77a6-b75d-41a5-8f81-f6abfee236ec | 9EcZJ+kb4P8W841/5KAYr10Q9xBh294B4TwHP117kew= | C:\Temp\vw\test data\ppmd_templates_LDAT1.rvt | A¦A¦C¦A¦A¦A¦C¦C¦C¦C¦C¦C¦C¦C¦C¦C¦C¦A¦C¦C¦C¦C¦A
ppmd_templates_LDAT1.rvt | LDAT1 - EQUIPMENT SCHEDULE | TRUE | Logistics¦AF | CAT_AF | TRUE | 053816d3-2f83-4e72-9b30-0a25ff75573f | 9EcZJ+kb4P8W841/5KAYr10Q9xBh294B4TwHP117kew= | C:\Temp\vw\test data\ppmd_templates_LDAT1.rvt | A¦A¦C¦A¦C¦A¦C¦C¦C¦C¦C¦C¦C¦C¦C¦C¦C¦A¦C¦C¦-¦C¦A
ppmd_templates_LDAT1.rvt | LDAT1 - EQUIPMENT SCHEDULE | TRUE | Logistics¦VA | CAT_VA | TRUE | abab06e0-bc20-4958-a9a7-acf73c376614 | 9EcZJ+kb4P8W841/5KAYr10Q9xBh294B4TwHP117kew= | C:\Temp\vw\test data\ppmd_templates_LDAT1.rvt | A¦A¦C¦A¦C¦A¦C¦C¦C¦C¦C¦C¦C¦C¦C¦C¦C¦A¦C¦C¦C¦C¦A
ppmd_templates_LDAT1.rvt | LDAT1 - EQUIPMENT SCHEDULE | TRUE | Utilities¦1 | UTIL_1_WaterDrain | TRUE | 594b780e-c62e-473b-9f66-4d3db2fa1b7f | 9EcZJ+kb4P8W841/5KAYr10Q9xBh294B4TwHP117kew= | C:\Temp\vw\test data\ppmd_templates_LDAT1.rvt | -¦-¦-¦-¦-¦-¦-¦-¦-¦-¦-¦-¦-¦-¦-¦-¦-¦-¦-¦-¦-¦-¦D
ppmd_templates_LDAT1.rvt | LDAT1 - EQUIPMENT SCHEDULE | TRUE | Utilities¦2 | UTIL_2_Elec | TRUE | 28082216-138e-4a2f-9824-e96dbd7e3cd0 | 9EcZJ+kb4P8W841/5KAYr10Q9xBh294B4TwHP117kew= | C:\Temp\vw\test data\ppmd_templates_LDAT1.rvt | -¦-¦-¦-¦-¦-¦-¦-¦-¦-¦-¦-¦-¦F¦-¦-¦-¦-¦A¦-¦A¦A¦-
ppmd_templates_LDAT1.rvt | LDAT1 - EQUIPMENT SCHEDULE | TRUE | Utilities¦3 | UTIL_3_MedGas | TRUE | 22af1ef2-54f0-4b6e-b40a-7064dfb8769c | 9EcZJ+kb4P8W841/5KAYr10Q9xBh294B4TwHP117kew= | C:\Temp\vw\test data\ppmd_templates_LDAT1.rvt | -¦-¦-¦-¦-¦-¦-¦-¦-¦-¦-¦-¦-¦-¦K¦A¦B¦-¦-¦-¦-¦-¦-
ppmd_templates_LDAT1.rvt | LDAT1 - EQUIPMENT SCHEDULE | TRUE | Utilities¦4 | UTIL_4_MiscGas | TRUE | 745b8c3e-fd4a-4430-994a-d25826e1e484 | 9EcZJ+kb4P8W841/5KAYr10Q9xBh294B4TwHP117kew= | C:\Temp\vw\test data\ppmd_templates_LDAT1.rvt | -¦-¦-¦-¦-¦-¦-¦-¦-¦-¦-¦-¦-¦-¦-¦-¦-¦-¦-¦-¦-¦-¦-
ppmd_templates_LDAT1.rvt | LDAT1 - EQUIPMENT SCHEDULE | TRUE | Utilities¦5 | UTIL_5_NonMedGas | TRUE | 323edf97-d058-44ef-a0fb-1836c80554d8 | 9EcZJ+kb4P8W841/5KAYr10Q9xBh294B4TwHP117kew= | C:\Temp\vw\test data\ppmd_templates_LDAT1.rvt | -¦-¦-¦-¦-¦-¦-¦-¦-¦-¦-¦-¦-¦-¦-¦-¦-¦-¦-¦-¦-¦-¦-
ppmd_templates_LDAT1.rvt | LDAT1 - EQUIPMENT SCHEDULE | TRUE | Utilities¦6 | UTIL_6_Misc | TRUE | 38083e2d-8ba3-4868-9752-742b7a4a9586 | 9EcZJ+kb4P8W841/5KAYr10Q9xBh294B4TwHP117kew= | C:\Temp\vw\test data\ppmd_templates_LDAT1.rvt | -¦-¦-¦-¦-¦-¦-¦-¦-¦-¦-¦-¦-¦-¦-¦-¦-¦-¦-¦-¦-¦D¦-
ppmd_templates_LDAT1.rvt | LDAT1 - INTERIOR DESIGN | FALSE | Floor Finish¦Preferred | Floor Finish | FALSE |  | 9EcZJ+kb4P8W841/5KAYr10Q9xBh294B4TwHP117kew= | C:\Temp\vw\test data\ppmd_templates_LDAT1.rvt | UT
ppmd_templates_LDAT1.rvt | LDAT1 - INTERIOR DESIGN | FALSE | Floor Finish¦Alternate | Floor Finish2 | TRUE | 4030719d-a272-441a-8bfa-d5eb510a1687 | 9EcZJ+kb4P8W841/5KAYr10Q9xBh294B4TwHP117kew= | C:\Temp\vw\test data\ppmd_templates_LDAT1.rvt | US
ppmd_templates_LDAT1.rvt | LDAT1 - INTERIOR DESIGN | FALSE | Wall Finish¦Preferred | Wall Finish | FALSE |  | 9EcZJ+kb4P8W841/5KAYr10Q9xBh294B4TwHP117kew= | C:\Temp\vw\test data\ppmd_templates_LDAT1.rvt | GLG
ppmd_templates_LDAT1.rvt | LDAT1 - INTERIOR DESIGN | FALSE | Wall Finish¦Alternate | Wall Finish2 | TRUE | 5a49d499-57b3-4e1f-afc0-4c041c862be1 | 9EcZJ+kb4P8W841/5KAYr10Q9xBh294B4TwHP117kew= | C:\Temp\vw\test data\ppmd_templates_LDAT1.rvt | GPT
ppmd_templates_LDAT1.rvt | LDAT1 - INTERIOR DESIGN | FALSE | Ceiling Finish¦Preferred | Ceiling Finish | FALSE |  | 9EcZJ+kb4P8W841/5KAYr10Q9xBh294B4TwHP117kew= | C:\Temp\vw\test data\ppmd_templates_LDAT1.rvt | AT1
ppmd_templates_LDAT1.rvt | LDAT1 - INTERIOR DESIGN | FALSE | Ceiling Finish¦Alternate | Ceiling Finish2 | TRUE | acb31fd1-378b-4329-97b0-400ae39b5bc4 | 9EcZJ+kb4P8W841/5KAYr10Q9xBh294B4TwHP117kew= | C:\Temp\vw\test data\ppmd_templates_LDAT1.rvt | AT2
ppmd_templates_LDAT1.rvt | LDAT1 - INTERIOR DESIGN | FALSE | Room Height¦ft - in | Ceiling_Hgt_IP | TRUE | 9f14ca4f-2465-4385-a17c-7aa549f64c09 | 9EcZJ+kb4P8W841/5KAYr10Q9xBh294B4TwHP117kew= | C:\Temp\vw\test data\ppmd_templates_LDAT1.rvt | 9' - 0"
ppmd_templates_LDAT1.rvt | LDAT1 - INTERIOR DESIGN | FALSE | Room Noise¦Min NC | Noise_NC_MIN | TRUE | 8c49df6c-7d6b-49fd-9459-f57d0921d704 | 9EcZJ+kb4P8W841/5KAYr10Q9xBh294B4TwHP117kew= | C:\Temp\vw\test data\ppmd_templates_LDAT1.rvt | 30
ppmd_templates_LDAT1.rvt | LDAT1 - INTERIOR DESIGN | FALSE | Room Noise¦Max NC | Noise_NC_MAX | TRUE | 629b571a-1c14-443c-b8e8-1130b5edb513 | 9EcZJ+kb4P8W841/5KAYr10Q9xBh294B4TwHP117kew= | C:\Temp\vw\test data\ppmd_templates_LDAT1.rvt | 40
ppmd_templates_LDAT1.rvt | LDAT1 - INTERIOR DESIGN | FALSE | Room Noise¦SC | Noise_SC | TRUE | 44bf9cd1-070a-432c-87d9-26a3211cfe07 | 9EcZJ+kb4P8W841/5KAYr10Q9xBh294B4TwHP117kew= | C:\Temp\vw\test data\ppmd_templates_LDAT1.rvt | 45
ppmd_templates_LDAT1.rvt | LDAT1 - MECHANICAL DESIGN | FALSE | Air Balance | Air_Balance | TRUE | 587b3cf9-4450-4d95-b8ef-0e93665dbd91 | 9EcZJ+kb4P8W841/5KAYr10Q9xBh294B4TwHP117kew= | C:\Temp\vw\test data\ppmd_templates_LDAT1.rvt | 0
ppmd_templates_LDAT1.rvt | LDAT1 - MECHANICAL DESIGN | FALSE | Air Changes Total | Air_Changes_Total | TRUE | 3988d7f3-0f28-4410-866c-5bc65e1d842a | 9EcZJ+kb4P8W841/5KAYr10Q9xBh294B4TwHP117kew= | C:\Temp\vw\test data\ppmd_templates_LDAT1.rvt | 6
ppmd_templates_LDAT1.rvt | LDAT1 - MECHANICAL DESIGN | FALSE | Air Changes OA | Air_Changes_OA | TRUE | b7af949f-3b64-4f85-9391-d9f17dcaad1e | 9EcZJ+kb4P8W841/5KAYr10Q9xBh294B4TwHP117kew= | C:\Temp\vw\test data\ppmd_templates_LDAT1.rvt | 2
ppmd_templates_LDAT1.rvt | LDAT1 - MECHANICAL DESIGN | FALSE | 100% Exhaust Air | Exhaust_Air_100% | TRUE | 62b97784-583b-47d5-90a3-a90bbb961b6e | 9EcZJ+kb4P8W841/5KAYr10Q9xBh294B4TwHP117kew= | C:\Temp\vw\test data\ppmd_templates_LDAT1.rvt | -
ppmd_templates_LDAT1.rvt | LDAT1 - MECHANICAL DESIGN | FALSE | Summer Temp¦F | Temp_Summer_F | TRUE | 1cbf6964-bd0f-4852-b367-ef4828e2e2cc | 9EcZJ+kb4P8W841/5KAYr10Q9xBh294B4TwHP117kew= | C:\Temp\vw\test data\ppmd_templates_LDAT1.rvt | 75
ppmd_templates_LDAT1.rvt | LDAT1 - MECHANICAL DESIGN | FALSE | Summer Temp¦C | Temp_Summer_C | FALSE |  | 9EcZJ+kb4P8W841/5KAYr10Q9xBh294B4TwHP117kew= | C:\Temp\vw\test data\ppmd_templates_LDAT1.rvt | 24
ppmd_templates_LDAT1.rvt | LDAT1 - MECHANICAL DESIGN | FALSE | Summer Temp¦Note | Temp_Summer_Note | TRUE | 6248fa3c-bb43-4e1c-91bb-60e102e573b7 | 9EcZJ+kb4P8W841/5KAYr10Q9xBh294B4TwHP117kew= | C:\Temp\vw\test data\ppmd_templates_LDAT1.rvt
ppmd_templates_LDAT1.rvt | LDAT1 - MECHANICAL DESIGN | FALSE | Winter Temp¦F | Temp_Winter_F | TRUE | b4f9888f-41ad-47ef-a6af-145b3de732c9 | 9EcZJ+kb4P8W841/5KAYr10Q9xBh294B4TwHP117kew= | C:\Temp\vw\test data\ppmd_templates_LDAT1.rvt | 75
ppmd_templates_LDAT1.rvt | LDAT1 - MECHANICAL DESIGN | FALSE | Winter Temp¦C | Temp_Winter_C | FALSE |  | 9EcZJ+kb4P8W841/5KAYr10Q9xBh294B4TwHP117kew= | C:\Temp\vw\test data\ppmd_templates_LDAT1.rvt | 24
ppmd_templates_LDAT1.rvt | LDAT1 - MECHANICAL DESIGN | FALSE | Winter Temp¦Note | Temp_Winter_Note | TRUE | aacd83fc-f530-464e-b089-01667d3c52cd | 9EcZJ+kb4P8W841/5KAYr10Q9xBh294B4TwHP117kew= | C:\Temp\vw\test data\ppmd_templates_LDAT1.rvt
ppmd_templates_LDAT1.rvt | LDAT1 - MECHANICAL DESIGN | FALSE | Max Relative Humidity | Relative_Humidity | TRUE | 36ead6c1-4384-4a65-8654-06a60aef94cb | 9EcZJ+kb4P8W841/5KAYr10Q9xBh294B4TwHP117kew= | C:\Temp\vw\test data\ppmd_templates_LDAT1.rvt | -
ppmd_templates_LDAT1.rvt | LDAT1 - MECHANICAL DESIGN | FALSE | Filtration¦Interm % | Filtration_Inter_% | TRUE | 4f03ad65-f905-419e-a0cf-8f58fe921fbc | 9EcZJ+kb4P8W841/5KAYr10Q9xBh294B4TwHP117kew= | C:\Temp\vw\test data\ppmd_templates_LDAT1.rvt | 14
ppmd_templates_LDAT1.rvt | LDAT1 - MECHANICAL DESIGN | FALSE | Filtration¦Final % | Filtration_Final_% | TRUE | cc736e5f-46f5-476a-8d0a-ceb32d8d4e5a | 9EcZJ+kb4P8W841/5KAYr10Q9xBh294B4TwHP117kew= | C:\Temp\vw\test data\ppmd_templates_LDAT1.rvt | -
ppmd_templates_LDAT1.rvt | LDAT1 - MECHANICAL DESIGN | FALSE | Notes | Mech_Notes | TRUE | a32df790-0ab9-4c4a-b19c-511c2eef6d56 | 9EcZJ+kb4P8W841/5KAYr10Q9xBh294B4TwHP117kew= | C:\Temp\vw\test data\ppmd_templates_LDAT1.rvt | -
ppmd_templates_LDAT1.rvt | LDAT1 - MEDICAL GAS DESIGN | FALSE | MCA | MedGas_MCA | TRUE | 3b23ea7f-b9f1-4749-8a2b-eb6a4fab4cdc | 9EcZJ+kb4P8W841/5KAYr10Q9xBh294B4TwHP117kew= | C:\Temp\vw\test data\ppmd_templates_LDAT1.rvt | 1
ppmd_templates_LDAT1.rvt | LDAT1 - MEDICAL GAS DESIGN | FALSE | DCA | MedGas_DCA | TRUE | 20dc9c73-7465-4e8a-8300-4a8b5a46a91c | 9EcZJ+kb4P8W841/5KAYr10Q9xBh294B4TwHP117kew= | C:\Temp\vw\test data\ppmd_templates_LDAT1.rvt | -
ppmd_templates_LDAT1.rvt | LDAT1 - MEDICAL GAS DESIGN | FALSE | LA | MedGas_LA | TRUE | 99801083-d820-4c5f-ad07-ab168e1bbda0 | 9EcZJ+kb4P8W841/5KAYr10Q9xBh294B4TwHP117kew= | C:\Temp\vw\test data\ppmd_templates_LDAT1.rvt | -
ppmd_templates_LDAT1.rvt | LDAT1 - MEDICAL GAS DESIGN | FALSE | PA | MedGas_PA | TRUE | 55793ba6-1647-428e-86f6-5ce4153c7f2e | 9EcZJ+kb4P8W841/5KAYr10Q9xBh294B4TwHP117kew= | C:\Temp\vw\test data\ppmd_templates_LDAT1.rvt | -
ppmd_templates_LDAT1.rvt | LDAT1 - MEDICAL GAS DESIGN | FALSE | MV | MedGas_MV | TRUE | 0a0bec6d-9172-4a2c-9fb3-7616a08f677a | 9EcZJ+kb4P8W841/5KAYr10Q9xBh294B4TwHP117kew= | C:\Temp\vw\test data\ppmd_templates_LDAT1.rvt | 1
ppmd_templates_LDAT1.rvt | LDAT1 - MEDICAL GAS DESIGN | FALSE | DHV | MedGas_DHV | TRUE | 79779898-9917-494b-a027-0013b44e14f1 | 9EcZJ+kb4P8W841/5KAYr10Q9xBh294B4TwHP117kew= | C:\Temp\vw\test data\ppmd_templates_LDAT1.rvt | -
ppmd_templates_LDAT1.rvt | LDAT1 - MEDICAL GAS DESIGN | FALSE | DLV | MedGas_DLV | TRUE | bcdcef93-2e56-440a-a8f7-e9973eadba59 | 9EcZJ+kb4P8W841/5KAYr10Q9xBh294B4TwHP117kew= | C:\Temp\vw\test data\ppmd_templates_LDAT1.rvt | -
ppmd_templates_LDAT1.rvt | LDAT1 - MEDICAL GAS DESIGN | FALSE | LDE | MedGas_LDE | TRUE | cc6496eb-fa04-4455-81d4-1dfb1e6aaa52 | 9EcZJ+kb4P8W841/5KAYr10Q9xBh294B4TwHP117kew= | C:\Temp\vw\test data\ppmd_templates_LDAT1.rvt | -
ppmd_templates_LDAT1.rvt | LDAT1 - MEDICAL GAS DESIGN | FALSE | OX | MedGas_OX | TRUE | 59f6c2e0-639e-4476-adf0-a5c19b1199db | 9EcZJ+kb4P8W841/5KAYr10Q9xBh294B4TwHP117kew= | C:\Temp\vw\test data\ppmd_templates_LDAT1.rvt | 1
ppmd_templates_LDAT1.rvt | LDAT1 - MEDICAL GAS DESIGN | FALSE | NO | MedGas_NO | TRUE | 1f31b342-99ad-494b-90ce-f27b8fc04b75 | 9EcZJ+kb4P8W841/5KAYr10Q9xBh294B4TwHP117kew= | C:\Temp\vw\test data\ppmd_templates_LDAT1.rvt | -
ppmd_templates_LDAT1.rvt | LDAT1 - MEDICAL GAS DESIGN | FALSE | NI | MedGas_NI | TRUE | ea24567d-1f4e-45f9-907f-a79ef8b323b1 | 9EcZJ+kb4P8W841/5KAYr10Q9xBh294B4TwHP117kew= | C:\Temp\vw\test data\ppmd_templates_LDAT1.rvt | -
ppmd_templates_LDAT1.rvt | LDAT1 - MEDICAL GAS DESIGN | FALSE | WAGD | MedGas_WAGD | TRUE | 1aa3572e-5073-44b4-acb3-ff8739230b69 | 9EcZJ+kb4P8W841/5KAYr10Q9xBh294B4TwHP117kew= | C:\Temp\vw\test data\ppmd_templates_LDAT1.rvt | -
ppmd_templates_LDAT1.rvt | LDAT1 - MEDICAL GAS DESIGN | FALSE | Notes1 | MedGas_Notes | TRUE | 69d1283f-21ef-46f3-9ebb-e36d00ef4da3 | 9EcZJ+kb4P8W841/5KAYr10Q9xBh294B4TwHP117kew= | C:\Temp\vw\test data\ppmd_templates_LDAT1.rvt | B
ppmd_templates_LDAT1.rvt | LDAT1 - MEDICAL GAS DESIGN | FALSE | Notes2 | MedGas_Notes2 | TRUE | 867f4341-094b-4cc7-b128-8c28392e09cd | 9EcZJ+kb4P8W841/5KAYr10Q9xBh294B4TwHP117kew= | C:\Temp\vw\test data\ppmd_templates_LDAT1.rvt
ppmd_templates_LDAT1.rvt | LDAT1 - STRUCTURAL DESIGN | FALSE | Structural Load¦psf | Str_FloorLoad_psf | TRUE | 654b90c9-d71e-4bcd-9f27-a1532becca95 | 9EcZJ+kb4P8W841/5KAYr10Q9xBh294B4TwHP117kew= | C:\Temp\vw\test data\ppmd_templates_LDAT1.rvt | 60
ppmd_templates_LDAT1.rvt | LDAT1 - STRUCTURAL DESIGN | FALSE | Structural Load¦kPA | Str_FloorLoad_kPA | FALSE |  | 9EcZJ+kb4P8W841/5KAYr10Q9xBh294B4TwHP117kew= | C:\Temp\vw\test data\ppmd_templates_LDAT1.rvt | 3
ppmd_templates_LDAT1.rvt | LDAT1 - STRUCTURAL DESIGN | FALSE | Notes | Str_Notes | TRUE | 509b36e6-cf53-4158-b357-61e3cedd6faa | 9EcZJ+kb4P8W841/5KAYr10Q9xBh294B4TwHP117kew= | C:\Temp\vw\test data\ppmd_templates_LDAT1.rvt
ppmd_templates_LDAT1.rvt | LDAT1/TLTU1 - DOOR SCHEDULE | FALSE | Mark | Construction Type | FALSE |  | 9EcZJ+kb4P8W841/5KAYr10Q9xBh294B4TwHP117kew= | C:\Temp\vw\test data\ppmd_templates_LDAT1.rvt | A¦B
ppmd_templates_LDAT1.rvt | LDAT1/TLTU1 - DOOR SCHEDULE | FALSE | Type | Family | FALSE |  | 9EcZJ+kb4P8W841/5KAYr10Q9xBh294B4TwHP117kew= | C:\Temp\vw\test data\ppmd_templates_LDAT1.rvt | Single-Flush¦Single-Flush
ppmd_templates_LDAT1.rvt | LDAT1/TLTU1 - DOOR SCHEDULE | FALSE | Count | Count | FALSE |  | 9EcZJ+kb4P8W841/5KAYr10Q9xBh294B4TwHP117kew= | C:\Temp\vw\test data\ppmd_templates_LDAT1.rvt | 1¦1
ppmd_templates_LDAT1.rvt | LDAT1/TLTU1 - DOOR SCHEDULE | FALSE | Height¦ft - in | Height | FALSE |  | 9EcZJ+kb4P8W841/5KAYr10Q9xBh294B4TwHP117kew= | C:\Temp\vw\test data\ppmd_templates_LDAT1.rvt | 7' - 0"¦7' - 0"
ppmd_templates_LDAT1.rvt | LDAT1/TLTU1 - DOOR SCHEDULE | FALSE | Width¦ft - in | Width | FALSE |  | 9EcZJ+kb4P8W841/5KAYr10Q9xBh294B4TwHP117kew= | C:\Temp\vw\test data\ppmd_templates_LDAT1.rvt | 3' - 0"¦3' - 6"
ppmd_templates_LDAT1.rvt | LDAT1/TLTU1 - DOOR SCHEDULE | FALSE | Notes | Type Comments | FALSE |  | 9EcZJ+kb4P8W841/5KAYr10Q9xBh294B4TwHP117kew= | C:\Temp\vw\test data\ppmd_templates_LDAT1.rvt
ppmd_templates_LDAT1.rvt | TLTU1 - EQUIPMENT SCHEDULE | TRUE | JSN | JSN | TRUE | 8632cd76-2ab9-457d-8db7-39197de446a2 | 9EcZJ+kb4P8W841/5KAYr10Q9xBh294B4TwHP117kew= | C:\Temp\vw\test data\ppmd_templates_LDAT1.rvt | A1066¦A4995¦A5075¦A5080¦A5090¦A5109¦A5145¦A5202¦F2010¦P3000¦P9050
ppmd_templates_LDAT1.rvt | TLTU1 - EQUIPMENT SCHEDULE | TRUE | Nomenclature | Nomenclature | TRUE | f004b755-1952-4a21-a1c1-98f41ef6a86c | 9EcZJ+kb4P8W841/5KAYr10Q9xBh294B4TwHP117kew= | C:\Temp\vw\test data\ppmd_templates_LDAT1.rvt | Mirror, Float Glass, With SS Frame¦Table, Diaper Changing, Wall Mounted¦Dispenser, Soap, Disposable¦Dispenser, Paper Towel, SS, Surface Mounted¦Disposal, Sanitary Napkin, SS, Surface Mounted¦Grab Bar, 1-1/4" Dia., SS, 2 Wall, W/C Accessible¦Hook, Garment, Double, SS, Surface Mounted¦Dispenser,Toilet Paper w/Utility Shelf, SS, 2-Roll¦Basket, Wastepaper, Step-On¦Lavatory, Vitreous China, Straight Back¦Toilet, Wall Hung, Siphon Jet
ppmd_templates_LDAT1.rvt | TLTU1 - EQUIPMENT SCHEDULE | TRUE | Qty | Count | FALSE |  | 9EcZJ+kb4P8W841/5KAYr10Q9xBh294B4TwHP117kew= | C:\Temp\vw\test data\ppmd_templates_LDAT1.rvt | 1¦1¦1¦1¦1¦2¦1¦1¦1¦1¦1
ppmd_templates_LDAT1.rvt | TLTU1 - EQUIPMENT SCHEDULE | TRUE | LF | CustomLength | TRUE | f338df87-67c7-40c3-b0e8-6ebb5a3fe5b8 | 9EcZJ+kb4P8W841/5KAYr10Q9xBh294B4TwHP117kew= | C:\Temp\vw\test data\ppmd_templates_LDAT1.rvt
ppmd_templates_LDAT1.rvt | TLTU1 - EQUIPMENT SCHEDULE | TRUE | Logistics¦AR | CAT_Army | TRUE | fa0e0053-bcc4-42e8-881f-6a4690f994c9 | 9EcZJ+kb4P8W841/5KAYr10Q9xBh294B4TwHP117kew= | C:\Temp\vw\test data\ppmd_templates_LDAT1.rvt | A¦A¦C¦A¦A¦A¦A¦A¦C¦A¦A
ppmd_templates_LDAT1.rvt | TLTU1 - EQUIPMENT SCHEDULE | TRUE | Logistics¦NA | CAT_Navy | TRUE | 183e77a6-b75d-41a5-8f81-f6abfee236ec | 9EcZJ+kb4P8W841/5KAYr10Q9xBh294B4TwHP117kew= | C:\Temp\vw\test data\ppmd_templates_LDAT1.rvt | A¦A¦C¦A¦A¦A¦A¦A¦C¦A¦A
ppmd_templates_LDAT1.rvt | TLTU1 - EQUIPMENT SCHEDULE | TRUE | Logistics¦AF | CAT_AF | TRUE | 053816d3-2f83-4e72-9b30-0a25ff75573f | 9EcZJ+kb4P8W841/5KAYr10Q9xBh294B4TwHP117kew= | C:\Temp\vw\test data\ppmd_templates_LDAT1.rvt | A¦A¦C¦A¦A¦A¦A¦A¦C¦A¦A
ppmd_templates_LDAT1.rvt | TLTU1 - EQUIPMENT SCHEDULE | TRUE | Logistics¦VA | CAT_VA | TRUE | abab06e0-bc20-4958-a9a7-acf73c376614 | 9EcZJ+kb4P8W841/5KAYr10Q9xBh294B4TwHP117kew= | C:\Temp\vw\test data\ppmd_templates_LDAT1.rvt | A¦A¦C¦A¦A¦A¦A¦A¦C¦A¦A
ppmd_templates_LDAT1.rvt | TLTU1 - EQUIPMENT SCHEDULE | TRUE | Utilities¦1 | UTIL_1_WaterDrain | TRUE | 594b780e-c62e-473b-9f66-4d3db2fa1b7f | 9EcZJ+kb4P8W841/5KAYr10Q9xBh294B4TwHP117kew= | C:\Temp\vw\test data\ppmd_templates_LDAT1.rvt | -¦-¦-¦-¦-¦-¦-¦-¦-¦D¦B
ppmd_templates_LDAT1.rvt | TLTU1 - EQUIPMENT SCHEDULE | TRUE | Utilities¦2 | UTIL_2_Elec | TRUE | 28082216-138e-4a2f-9824-e96dbd7e3cd0 | 9EcZJ+kb4P8W841/5KAYr10Q9xBh294B4TwHP117kew= | C:\Temp\vw\test data\ppmd_templates_LDAT1.rvt | -¦-¦-¦-¦-¦-¦-¦-¦-¦-¦-
ppmd_templates_LDAT1.rvt | TLTU1 - EQUIPMENT SCHEDULE | TRUE | Utilities¦3 | UTIL_3_MedGas | TRUE | 22af1ef2-54f0-4b6e-b40a-7064dfb8769c | 9EcZJ+kb4P8W841/5KAYr10Q9xBh294B4TwHP117kew= | C:\Temp\vw\test data\ppmd_templates_LDAT1.rvt | -¦-¦-¦-¦-¦-¦-¦-¦-¦-¦-
ppmd_templates_LDAT1.rvt | TLTU1 - EQUIPMENT SCHEDULE | TRUE | Utilities¦4 | UTIL_4_MiscGas | TRUE | 745b8c3e-fd4a-4430-994a-d25826e1e484 | 9EcZJ+kb4P8W841/5KAYr10Q9xBh294B4TwHP117kew= | C:\Temp\vw\test data\ppmd_templates_LDAT1.rvt | -¦-¦-¦-¦-¦-¦-¦-¦-¦-¦-
ppmd_templates_LDAT1.rvt | TLTU1 - EQUIPMENT SCHEDULE | TRUE | Utilities¦5 | UTIL_5_NonMedGas | TRUE | 323edf97-d058-44ef-a0fb-1836c80554d8 | 9EcZJ+kb4P8W841/5KAYr10Q9xBh294B4TwHP117kew= | C:\Temp\vw\test data\ppmd_templates_LDAT1.rvt | -¦-¦-¦-¦-¦-¦-¦-¦-¦-¦-
ppmd_templates_LDAT1.rvt | TLTU1 - EQUIPMENT SCHEDULE | TRUE | Utilities¦6 | UTIL_6_Misc | TRUE | 38083e2d-8ba3-4868-9752-742b7a4a9586 | 9EcZJ+kb4P8W841/5KAYr10Q9xBh294B4TwHP117kew= | C:\Temp\vw\test data\ppmd_templates_LDAT1.rvt | -¦-¦-¦-¦-¦-¦-¦-¦-¦-¦-
ppmd_templates_LDAT1.rvt | TLTU1 - INTERIOR DESIGN | FALSE | Floor Finish¦Preferred | Floor Finish | FALSE |  | 9EcZJ+kb4P8W841/5KAYr10Q9xBh294B4TwHP117kew= | C:\Temp\vw\test data\ppmd_templates_LDAT1.rvt | CT
ppmd_templates_LDAT1.rvt | TLTU1 - INTERIOR DESIGN | FALSE | Floor Finish¦Alternate | Floor Finish2 | TRUE | 4030719d-a272-441a-8bfa-d5eb510a1687 | 9EcZJ+kb4P8W841/5KAYr10Q9xBh294B4TwHP117kew= | C:\Temp\vw\test data\ppmd_templates_LDAT1.rvt | SP
ppmd_templates_LDAT1.rvt | TLTU1 - INTERIOR DESIGN | FALSE | Wall Finish¦Preferred | Wall Finish | FALSE |  | 9EcZJ+kb4P8W841/5KAYr10Q9xBh294B4TwHP117kew= | C:\Temp\vw\test data\ppmd_templates_LDAT1.rvt | GPT
ppmd_templates_LDAT1.rvt | TLTU1 - INTERIOR DESIGN | FALSE | Wall Finish¦Alternate | Wall Finish2 | TRUE | 5a49d499-57b3-4e1f-afc0-4c041c862be1 | 9EcZJ+kb4P8W841/5KAYr10Q9xBh294B4TwHP117kew= | C:\Temp\vw\test data\ppmd_templates_LDAT1.rvt | CT
ppmd_templates_LDAT1.rvt | TLTU1 - INTERIOR DESIGN | FALSE | Ceiling Finish¦Preferred | Ceiling Finish | FALSE |  | 9EcZJ+kb4P8W841/5KAYr10Q9xBh294B4TwHP117kew= | C:\Temp\vw\test data\ppmd_templates_LDAT1.rvt | GPT
ppmd_templates_LDAT1.rvt | TLTU1 - INTERIOR DESIGN | FALSE | Ceiling Finish¦Alternate | Ceiling Finish2 | TRUE | acb31fd1-378b-4329-97b0-400ae39b5bc4 | 9EcZJ+kb4P8W841/5KAYr10Q9xBh294B4TwHP117kew= | C:\Temp\vw\test data\ppmd_templates_LDAT1.rvt | AT1
ppmd_templates_LDAT1.rvt | TLTU1 - INTERIOR DESIGN | FALSE | Room Height¦ft - in | Ceiling_Hgt_IP | TRUE | 9f14ca4f-2465-4385-a17c-7aa549f64c09 | 9EcZJ+kb4P8W841/5KAYr10Q9xBh294B4TwHP117kew= | C:\Temp\vw\test data\ppmd_templates_LDAT1.rvt | 8' - 0"
ppmd_templates_LDAT1.rvt | TLTU1 - INTERIOR DESIGN | FALSE | Room Noise¦Min NC | Noise_NC_MIN | TRUE | 8c49df6c-7d6b-49fd-9459-f57d0921d704 | 9EcZJ+kb4P8W841/5KAYr10Q9xBh294B4TwHP117kew= | C:\Temp\vw\test data\ppmd_templates_LDAT1.rvt | 35
ppmd_templates_LDAT1.rvt | TLTU1 - INTERIOR DESIGN | FALSE | Room Noise¦Max NC | Noise_NC_MAX | TRUE | 629b571a-1c14-443c-b8e8-1130b5edb513 | 9EcZJ+kb4P8W841/5KAYr10Q9xBh294B4TwHP117kew= | C:\Temp\vw\test data\ppmd_templates_LDAT1.rvt | 40
ppmd_templates_LDAT1.rvt | TLTU1 - INTERIOR DESIGN | FALSE | Room Noise¦SC | Noise_SC | TRUE | 44bf9cd1-070a-432c-87d9-26a3211cfe07 | 9EcZJ+kb4P8W841/5KAYr10Q9xBh294B4TwHP117kew= | C:\Temp\vw\test data\ppmd_templates_LDAT1.rvt | 40
ppmd_templates_LDAT2.rvt | LDAT2 - DATA/TELEPHONE EQUIPMENT | FALSE | JSN | JSN | TRUE | 8632cd76-2ab9-457d-8db7-39197de446a2 | UZWvhzyYfHlZy71biMDuzINJZuvWT6Ir4cG9ETZoAck= | C:\Temp\vw\test data\ppmd_templates_LDAT2.rvt
ppmd_templates_LDAT2.rvt | LDAT2 - DATA/TELEPHONE EQUIPMENT | FALSE | Nomenclature | Nomenclature | TRUE | f004b755-1952-4a21-a1c1-98f41ef6a86c | UZWvhzyYfHlZy71biMDuzINJZuvWT6Ir4cG9ETZoAck= | C:\Temp\vw\test data\ppmd_templates_LDAT2.rvt
ppmd_templates_LDAT2.rvt | LDAT2 - DATA/TELEPHONE EQUIPMENT | FALSE | Qty | Count | FALSE |  | UZWvhzyYfHlZy71biMDuzINJZuvWT6Ir4cG9ETZoAck= | C:\Temp\vw\test data\ppmd_templates_LDAT2.rvt
ppmd_templates_LDAT2.rvt | LDAT2 - DATA/TELEPHONE EQUIPMENT | FALSE | Logistics¦AR | CAT_Army | TRUE | fa0e0053-bcc4-42e8-881f-6a4690f994c9 | UZWvhzyYfHlZy71biMDuzINJZuvWT6Ir4cG9ETZoAck= | C:\Temp\vw\test data\ppmd_templates_LDAT2.rvt
ppmd_templates_LDAT2.rvt | LDAT2 - DATA/TELEPHONE EQUIPMENT | FALSE | Logistics¦NA | CAT_Navy | TRUE | 183e77a6-b75d-41a5-8f81-f6abfee236ec | UZWvhzyYfHlZy71biMDuzINJZuvWT6Ir4cG9ETZoAck= | C:\Temp\vw\test data\ppmd_templates_LDAT2.rvt
ppmd_templates_LDAT2.rvt | LDAT2 - DATA/TELEPHONE EQUIPMENT | FALSE | Logistics¦AF | CAT_AF | TRUE | 053816d3-2f83-4e72-9b30-0a25ff75573f | UZWvhzyYfHlZy71biMDuzINJZuvWT6Ir4cG9ETZoAck= | C:\Temp\vw\test data\ppmd_templates_LDAT2.rvt
ppmd_templates_LDAT2.rvt | LDAT2 - DATA/TELEPHONE EQUIPMENT | FALSE | Logistics¦VA | CAT_VA | TRUE | abab06e0-bc20-4958-a9a7-acf73c376614 | UZWvhzyYfHlZy71biMDuzINJZuvWT6Ir4cG9ETZoAck= | C:\Temp\vw\test data\ppmd_templates_LDAT2.rvt
ppmd_templates_LDAT2.rvt | LDAT2 - ELECTRICAL DESIGN | FALSE | Lighting¦LUX1 | Light_Level_LUX | TRUE | fc853981-f613-4f05-81bd-e48fb947424b | UZWvhzyYfHlZy71biMDuzINJZuvWT6Ir4cG9ETZoAck= | C:\Temp\vw\test data\ppmd_templates_LDAT2.rvt | 500¦200
ppmd_templates_LDAT2.rvt | LDAT2 - ELECTRICAL DESIGN | FALSE | Lighting¦Footcandles1 | Light_Level_FC | FALSE |  | UZWvhzyYfHlZy71biMDuzINJZuvWT6Ir4cG9ETZoAck= | C:\Temp\vw\test data\ppmd_templates_LDAT2.rvt | 46¦19
ppmd_templates_LDAT2.rvt | LDAT2 - ELECTRICAL DESIGN | FALSE | Lighting¦LUX2 | Light_Level_LUX2 | TRUE | 172f1cff-58cc-41cd-b888-0e7a81d2bf40 | UZWvhzyYfHlZy71biMDuzINJZuvWT6Ir4cG9ETZoAck= | C:\Temp\vw\test data\ppmd_templates_LDAT2.rvt | 1100
ppmd_templates_LDAT2.rvt | LDAT2 - ELECTRICAL DESIGN | FALSE | Lighting¦Footcandles2 | Light_Level_FC2 | FALSE |  | UZWvhzyYfHlZy71biMDuzINJZuvWT6Ir4cG9ETZoAck= | C:\Temp\vw\test data\ppmd_templates_LDAT2.rvt | 102
ppmd_templates_LDAT2.rvt | LDAT2 - ELECTRICAL DESIGN | FALSE | Lighting¦Notes | Light_Notes | TRUE | a36245ac-ea57-45c2-bac5-bed4d04a4f78 | UZWvhzyYfHlZy71biMDuzINJZuvWT6Ir4cG9ETZoAck= | C:\Temp\vw\test data\ppmd_templates_LDAT2.rvt | C¦-
ppmd_templates_LDAT2.rvt | LDAT2 - ELECTRICAL DESIGN | FALSE | Lighting¦Notes2 | Light_Notes2 | TRUE | 6d0b4891-ce4c-45f8-9560-387866098a10 | UZWvhzyYfHlZy71biMDuzINJZuvWT6Ir4cG9ETZoAck= | C:\Temp\vw\test data\ppmd_templates_LDAT2.rvt | -¦-
ppmd_templates_LDAT2.rvt | LDAT2 - ELECTRICAL DESIGN | FALSE | Essential Power¦% Power | ES_Power% | TRUE | 7cbfe71a-865f-4cf4-b400-c67e3939439b | UZWvhzyYfHlZy71biMDuzINJZuvWT6Ir4cG9ETZoAck= | C:\Temp\vw\test data\ppmd_templates_LDAT2.rvt | R¦-
ppmd_templates_LDAT2.rvt | LDAT2 - ELECTRICAL DESIGN | FALSE | Essential Power¦% Light | ES_Light% | TRUE | af00a8bb-40cb-434a-a7e5-b4140f3c844f | UZWvhzyYfHlZy71biMDuzINJZuvWT6Ir4cG9ETZoAck= | C:\Temp\vw\test data\ppmd_templates_LDAT2.rvt | L¦-
ppmd_templates_LDAT2.rvt | LDAT2 - ELECTRICAL DESIGN | FALSE | Essential Power¦Notes | ES_Notes | TRUE | 0c3ae867-1060-40b5-bb68-261d16a167a0 | UZWvhzyYfHlZy71biMDuzINJZuvWT6Ir4cG9ETZoAck= | C:\Temp\vw\test data\ppmd_templates_LDAT2.rvt | -¦-
ppmd_templates_LDAT2.rvt | LDAT2 - EQUIPMENT SCHEDULE | TRUE | JSN | JSN | TRUE | 8632cd76-2ab9-457d-8db7-39197de446a2 | UZWvhzyYfHlZy71biMDuzINJZuvWT6Ir4cG9ETZoAck= | C:\Temp\vw\test data\ppmd_templates_LDAT2.rvt | A1066¦A1132¦A5075¦A5080¦A5106¦A5145¦A5180¦E0042¦E0948¦F0205¦F0265¦F0280¦F0340¦F2010¦M0505¦M0750¦M0755¦M0765¦M1620¦M1801¦M3070¦M4100¦M4116¦M4200¦M4655¦M7420¦M7820¦P3100
ppmd_templates_LDAT2.rvt | LDAT2 - EQUIPMENT SCHEDULE | TRUE | Nomenclature | Nomenclature | TRUE | f004b755-1952-4a21-a1c1-98f41ef6a86c | UZWvhzyYfHlZy71biMDuzINJZuvWT6Ir4cG9ETZoAck= | C:\Temp\vw\test data\ppmd_templates_LDAT2.rvt | Mirror, Float Glass, With SS Frame¦Rail, Accessory Mounting, 48"¦Dispenser, Soap, Disposable¦Dispenser, Paper Towel, SS, Surface Mounted¦Waste Disposal Unit, Sharps w/Glove Dispenser¦Hook, Garment, Double, SS, Surface Mounted¦Track, Cubicle, Surface Mounted, With Curtain¦Workcenter, Computer, Free Standing, 48" W¦Cart, General Storage, Mobile, 42"H x 32"W x 22"D¦Chair, Side With Arms¦Chair, Recliner¦Chair, Swivel, Low Back¦Stool, Self Adjusting¦Basket, Wastepaper, Step-On¦Television, Color, Bedside¦Flowmeter, Air, Connect w/50 PSI Supply¦Flowmeter, Oxygen, Low Flow¦Regulator, Vacuum¦Holder, Chart, Patient, Wall or Door Mounted¦Computer, Microprocessing, w/Flat Panel Monitor¦Hamper, Linen, Mobile, w/Lid¦Sphygmomanometer, Aneroid, Wall Mounted¦Monitor, Vital Signs¦Otoscope/Ophthalmoscope, Wall Mounted¦Stretcher, Mobile, CRS, 9 Position¦Light, Exam, Mobile¦Monitor, Fetal, Bedside/Stand Alone¦Lavatory, Vitreous China, Slab Type
ppmd_templates_LDAT2.rvt | LDAT2 - EQUIPMENT SCHEDULE | TRUE | Qty | Count | FALSE |  | UZWvhzyYfHlZy71biMDuzINJZuvWT6Ir4cG9ETZoAck= | C:\Temp\vw\test data\ppmd_templates_LDAT2.rvt | 1¦3¦1¦1¦4¦3¦3¦1¦3¦3¦2¦1¦1¦1¦3¦3¦3¦3¦1¦1¦1¦3¦1¦3¦1¦1¦3¦1
ppmd_templates_LDAT2.rvt | LDAT2 - EQUIPMENT SCHEDULE | TRUE | LF | Comments | FALSE |  | UZWvhzyYfHlZy71biMDuzINJZuvWT6Ir4cG9ETZoAck= | C:\Temp\vw\test data\ppmd_templates_LDAT2.rvt | 4'-0"¦¦¦¦¦12'-0"
ppmd_templates_LDAT2.rvt | LDAT2 - EQUIPMENT SCHEDULE | TRUE | Logistics¦AR | CAT_Army | TRUE | fa0e0053-bcc4-42e8-881f-6a4690f994c9 | UZWvhzyYfHlZy71biMDuzINJZuvWT6Ir4cG9ETZoAck= | C:\Temp\vw\test data\ppmd_templates_LDAT2.rvt | A¦A¦C¦A¦C¦A¦A¦C¦C¦C¦C¦C¦C¦C¦C¦C¦C¦C¦A¦C¦C¦C¦C¦C¦C¦C¦C¦A
ppmd_templates_LDAT2.rvt | LDAT2 - EQUIPMENT SCHEDULE | TRUE | Logistics¦NA | CAT_Navy | TRUE | 183e77a6-b75d-41a5-8f81-f6abfee236ec | UZWvhzyYfHlZy71biMDuzINJZuvWT6Ir4cG9ETZoAck= | C:\Temp\vw\test data\ppmd_templates_LDAT2.rvt | A¦A¦C¦A¦A¦A¦A¦C¦C¦C¦C¦C¦C¦C¦C¦C¦C¦C¦A¦C¦C¦C¦C¦C¦C¦C¦C¦A
ppmd_templates_LDAT2.rvt | LDAT2 - EQUIPMENT SCHEDULE | TRUE | Logistics¦AF | CAT_AF | TRUE | 053816d3-2f83-4e72-9b30-0a25ff75573f | UZWvhzyYfHlZy71biMDuzINJZuvWT6Ir4cG9ETZoAck= | C:\Temp\vw\test data\ppmd_templates_LDAT2.rvt | A¦A¦C¦A¦C¦A¦A¦C¦C¦C¦C¦C¦C¦C¦C¦C¦C¦C¦A¦C¦C¦C¦C¦-¦C¦C¦C¦A
ppmd_templates_LDAT2.rvt | LDAT2 - EQUIPMENT SCHEDULE | TRUE | Logistics¦VA | CAT_VA | TRUE | abab06e0-bc20-4958-a9a7-acf73c376614 | UZWvhzyYfHlZy71biMDuzINJZuvWT6Ir4cG9ETZoAck= | C:\Temp\vw\test data\ppmd_templates_LDAT2.rvt | A¦A¦C¦A¦C¦A¦A¦C¦C¦C¦C¦C¦C¦C¦C¦C¦C¦C¦A¦C¦C¦C¦C¦C¦C¦C¦C¦A
ppmd_templates_LDAT2.rvt | LDAT2 - EQUIPMENT SCHEDULE | TRUE | Utilities¦1 | UTIL_1_WaterDrain | TRUE | 594b780e-c62e-473b-9f66-4d3db2fa1b7f | UZWvhzyYfHlZy71biMDuzINJZuvWT6Ir4cG9ETZoAck= | C:\Temp\vw\test data\ppmd_templates_LDAT2.rvt | -¦-¦-¦-¦-¦-¦-¦-¦-¦-¦-¦-¦-¦-¦-¦-¦-¦-¦-¦-¦-¦-¦-¦-¦-¦-¦-¦D
ppmd_templates_LDAT2.rvt | LDAT2 - EQUIPMENT SCHEDULE | TRUE | Utilities¦2 | UTIL_2_Elec | TRUE | 28082216-138e-4a2f-9824-e96dbd7e3cd0 | UZWvhzyYfHlZy71biMDuzINJZuvWT6Ir4cG9ETZoAck= | C:\Temp\vw\test data\ppmd_templates_LDAT2.rvt | -¦-¦-¦-¦-¦-¦-¦-¦-¦-¦-¦-¦-¦-¦F¦-¦-¦-¦-¦A¦-¦-¦A¦A¦-¦A¦A¦-
ppmd_templates_LDAT2.rvt | LDAT2 - EQUIPMENT SCHEDULE | TRUE | Utilities¦3 | UTIL_3_MedGas | TRUE | 22af1ef2-54f0-4b6e-b40a-7064dfb8769c | UZWvhzyYfHlZy71biMDuzINJZuvWT6Ir4cG9ETZoAck= | C:\Temp\vw\test data\ppmd_templates_LDAT2.rvt | -¦-¦-¦-¦-¦-¦-¦-¦-¦-¦-¦-¦-¦-¦-¦K¦A¦B¦-¦-¦-¦-¦-¦-¦-¦-¦-¦-
ppmd_templates_LDAT2.rvt | LDAT2 - EQUIPMENT SCHEDULE | TRUE | Utilities¦4 | UTIL_4_MiscGas | TRUE | 745b8c3e-fd4a-4430-994a-d25826e1e484 | UZWvhzyYfHlZy71biMDuzINJZuvWT6Ir4cG9ETZoAck= | C:\Temp\vw\test data\ppmd_templates_LDAT2.rvt | -¦-¦-¦-¦-¦-¦-¦-¦-¦-¦-¦-¦-¦-¦-¦-¦-¦-¦-¦-¦-¦-¦-¦-¦-¦-¦-¦-
ppmd_templates_LDAT2.rvt | LDAT2 - EQUIPMENT SCHEDULE | TRUE | Utilities¦5 | UTIL_5_NonMedGas | TRUE | 323edf97-d058-44ef-a0fb-1836c80554d8 | UZWvhzyYfHlZy71biMDuzINJZuvWT6Ir4cG9ETZoAck= | C:\Temp\vw\test data\ppmd_templates_LDAT2.rvt | -¦-¦-¦-¦-¦-¦-¦-¦-¦-¦-¦-¦-¦-¦-¦-¦-¦-¦-¦-¦-¦-¦-¦-¦-¦-¦-¦-
ppmd_templates_LDAT2.rvt | LDAT2 - EQUIPMENT SCHEDULE | TRUE | Utilities¦6 | UTIL_6_Misc | TRUE | 38083e2d-8ba3-4868-9752-742b7a4a9586 | UZWvhzyYfHlZy71biMDuzINJZuvWT6Ir4cG9ETZoAck= | C:\Temp\vw\test data\ppmd_templates_LDAT2.rvt | -¦-¦-¦-¦-¦-¦-¦-¦-¦-¦-¦-¦-¦-¦-¦-¦-¦-¦-¦-¦-¦-¦-¦-¦-¦-¦D¦-
ppmd_templates_LDAT2.rvt | LDAT2 - INTERIOR DESIGN | FALSE | Floor Finish¦Preferred | Floor Finish | FALSE |  | UZWvhzyYfHlZy71biMDuzINJZuvWT6Ir4cG9ETZoAck= | C:\Temp\vw\test data\ppmd_templates_LDAT2.rvt | UT
ppmd_templates_LDAT2.rvt | LDAT2 - INTERIOR DESIGN | FALSE | Floor Finish¦Alternate | Floor Finish2 | TRUE | 4030719d-a272-441a-8bfa-d5eb510a1687 | UZWvhzyYfHlZy71biMDuzINJZuvWT6Ir4cG9ETZoAck= | C:\Temp\vw\test data\ppmd_templates_LDAT2.rvt | US
ppmd_templates_LDAT2.rvt | LDAT2 - INTERIOR DESIGN | FALSE | Wall Finish¦Preferred | Wall Finish | FALSE |  | UZWvhzyYfHlZy71biMDuzINJZuvWT6Ir4cG9ETZoAck= | C:\Temp\vw\test data\ppmd_templates_LDAT2.rvt | GLG
ppmd_templates_LDAT2.rvt | LDAT2 - INTERIOR DESIGN | FALSE | Wall Finish¦Alternate | Wall Finish2 | TRUE | 5a49d499-57b3-4e1f-afc0-4c041c862be1 | UZWvhzyYfHlZy71biMDuzINJZuvWT6Ir4cG9ETZoAck= | C:\Temp\vw\test data\ppmd_templates_LDAT2.rvt | GPT
ppmd_templates_LDAT2.rvt | LDAT2 - INTERIOR DESIGN | FALSE | Ceiling Finish¦Preferred | Ceiling Finish | FALSE |  | UZWvhzyYfHlZy71biMDuzINJZuvWT6Ir4cG9ETZoAck= | C:\Temp\vw\test data\ppmd_templates_LDAT2.rvt | AT1
ppmd_templates_LDAT2.rvt | LDAT2 - INTERIOR DESIGN | FALSE | Ceiling Finish¦Alternate | Ceiling Finish2 | TRUE | acb31fd1-378b-4329-97b0-400ae39b5bc4 | UZWvhzyYfHlZy71biMDuzINJZuvWT6Ir4cG9ETZoAck= | C:\Temp\vw\test data\ppmd_templates_LDAT2.rvt | AT2
ppmd_templates_LDAT2.rvt | LDAT2 - INTERIOR DESIGN | FALSE | Room Height¦ft - in | Ceiling_Hgt_IP | TRUE | 9f14ca4f-2465-4385-a17c-7aa549f64c09 | UZWvhzyYfHlZy71biMDuzINJZuvWT6Ir4cG9ETZoAck= | C:\Temp\vw\test data\ppmd_templates_LDAT2.rvt | 9' - 0"
ppmd_templates_LDAT2.rvt | LDAT2 - INTERIOR DESIGN | FALSE | Room Noise¦Min NC | Noise_NC_MIN | TRUE | 8c49df6c-7d6b-49fd-9459-f57d0921d704 | UZWvhzyYfHlZy71biMDuzINJZuvWT6Ir4cG9ETZoAck= | C:\Temp\vw\test data\ppmd_templates_LDAT2.rvt | 30
ppmd_templates_LDAT2.rvt | LDAT2 - INTERIOR DESIGN | FALSE | Room Noise¦Max NC | Noise_NC_MAX | TRUE | 629b571a-1c14-443c-b8e8-1130b5edb513 | UZWvhzyYfHlZy71biMDuzINJZuvWT6Ir4cG9ETZoAck= | C:\Temp\vw\test data\ppmd_templates_LDAT2.rvt | 40
ppmd_templates_LDAT2.rvt | LDAT2 - INTERIOR DESIGN | FALSE | Room Noise¦SC | Noise_SC | TRUE | 44bf9cd1-070a-432c-87d9-26a3211cfe07 | UZWvhzyYfHlZy71biMDuzINJZuvWT6Ir4cG9ETZoAck= | C:\Temp\vw\test data\ppmd_templates_LDAT2.rvt | 45
ppmd_templates_LDAT2.rvt | LDAT2 - MECHANICAL DESIGN | FALSE | Air Balance | Air_Balance | TRUE | 587b3cf9-4450-4d95-b8ef-0e93665dbd91 | UZWvhzyYfHlZy71biMDuzINJZuvWT6Ir4cG9ETZoAck= | C:\Temp\vw\test data\ppmd_templates_LDAT2.rvt | 0
ppmd_templates_LDAT2.rvt | LDAT2 - MECHANICAL DESIGN | FALSE | Air Changes Total | Air_Changes_Total | TRUE | 3988d7f3-0f28-4410-866c-5bc65e1d842a | UZWvhzyYfHlZy71biMDuzINJZuvWT6Ir4cG9ETZoAck= | C:\Temp\vw\test data\ppmd_templates_LDAT2.rvt | 6
ppmd_templates_LDAT2.rvt | LDAT2 - MECHANICAL DESIGN | FALSE | Air Changes OA | Air_Changes_OA | TRUE | b7af949f-3b64-4f85-9391-d9f17dcaad1e | UZWvhzyYfHlZy71biMDuzINJZuvWT6Ir4cG9ETZoAck= | C:\Temp\vw\test data\ppmd_templates_LDAT2.rvt | 2
ppmd_templates_LDAT2.rvt | LDAT2 - MECHANICAL DESIGN | FALSE | 100% Exhaust Air | Exhaust_Air_100% | TRUE | 62b97784-583b-47d5-90a3-a90bbb961b6e | UZWvhzyYfHlZy71biMDuzINJZuvWT6Ir4cG9ETZoAck= | C:\Temp\vw\test data\ppmd_templates_LDAT2.rvt | -
ppmd_templates_LDAT2.rvt | LDAT2 - MECHANICAL DESIGN | FALSE | Summer Temp¦F | Temp_Summer_F | TRUE | 1cbf6964-bd0f-4852-b367-ef4828e2e2cc | UZWvhzyYfHlZy71biMDuzINJZuvWT6Ir4cG9ETZoAck= | C:\Temp\vw\test data\ppmd_templates_LDAT2.rvt | 75
ppmd_templates_LDAT2.rvt | LDAT2 - MECHANICAL DESIGN | FALSE | Summer Temp¦C | Temp_Summer_C | FALSE |  | UZWvhzyYfHlZy71biMDuzINJZuvWT6Ir4cG9ETZoAck= | C:\Temp\vw\test data\ppmd_templates_LDAT2.rvt | 24
ppmd_templates_LDAT2.rvt | LDAT2 - MECHANICAL DESIGN | FALSE | Summer Temp¦Note | Temp_Summer_Note | TRUE | 6248fa3c-bb43-4e1c-91bb-60e102e573b7 | UZWvhzyYfHlZy71biMDuzINJZuvWT6Ir4cG9ETZoAck= | C:\Temp\vw\test data\ppmd_templates_LDAT2.rvt
ppmd_templates_LDAT2.rvt | LDAT2 - MECHANICAL DESIGN | FALSE | Winter Temp¦F | Temp_Winter_F | TRUE | b4f9888f-41ad-47ef-a6af-145b3de732c9 | UZWvhzyYfHlZy71biMDuzINJZuvWT6Ir4cG9ETZoAck= | C:\Temp\vw\test data\ppmd_templates_LDAT2.rvt | 75
ppmd_templates_LDAT2.rvt | LDAT2 - MECHANICAL DESIGN | FALSE | Winter Temp¦C | Temp_Winter_C | FALSE |  | UZWvhzyYfHlZy71biMDuzINJZuvWT6Ir4cG9ETZoAck= | C:\Temp\vw\test data\ppmd_templates_LDAT2.rvt | 24
ppmd_templates_LDAT2.rvt | LDAT2 - MECHANICAL DESIGN | FALSE | Winter Temp¦Note | Temp_Winter_Note | TRUE | aacd83fc-f530-464e-b089-01667d3c52cd | UZWvhzyYfHlZy71biMDuzINJZuvWT6Ir4cG9ETZoAck= | C:\Temp\vw\test data\ppmd_templates_LDAT2.rvt
ppmd_templates_LDAT2.rvt | LDAT2 - MECHANICAL DESIGN | FALSE | Max Relative Humidity | Relative_Humidity | TRUE | 36ead6c1-4384-4a65-8654-06a60aef94cb | UZWvhzyYfHlZy71biMDuzINJZuvWT6Ir4cG9ETZoAck= | C:\Temp\vw\test data\ppmd_templates_LDAT2.rvt | -
ppmd_templates_LDAT2.rvt | LDAT2 - MECHANICAL DESIGN | FALSE | Filtration¦Interm % | Filtration_Inter_% | TRUE | 4f03ad65-f905-419e-a0cf-8f58fe921fbc | UZWvhzyYfHlZy71biMDuzINJZuvWT6Ir4cG9ETZoAck= | C:\Temp\vw\test data\ppmd_templates_LDAT2.rvt | 14
ppmd_templates_LDAT2.rvt | LDAT2 - MECHANICAL DESIGN | FALSE | Filtration¦Final % | Filtration_Final_% | TRUE | cc736e5f-46f5-476a-8d0a-ceb32d8d4e5a | UZWvhzyYfHlZy71biMDuzINJZuvWT6Ir4cG9ETZoAck= | C:\Temp\vw\test data\ppmd_templates_LDAT2.rvt | -
ppmd_templates_LDAT2.rvt | LDAT2 - MECHANICAL DESIGN | FALSE | Notes | Mech_Notes | TRUE | a32df790-0ab9-4c4a-b19c-511c2eef6d56 | UZWvhzyYfHlZy71biMDuzINJZuvWT6Ir4cG9ETZoAck= | C:\Temp\vw\test data\ppmd_templates_LDAT2.rvt | -
ppmd_templates_LDAT2.rvt | LDAT2 - MEDICAL GAS DESIGN | FALSE | MCA | MedGas_MCA | TRUE | 3b23ea7f-b9f1-4749-8a2b-eb6a4fab4cdc | UZWvhzyYfHlZy71biMDuzINJZuvWT6Ir4cG9ETZoAck= | C:\Temp\vw\test data\ppmd_templates_LDAT2.rvt | 1
ppmd_templates_LDAT2.rvt | LDAT2 - MEDICAL GAS DESIGN | FALSE | DCA | MedGas_DCA | TRUE | 20dc9c73-7465-4e8a-8300-4a8b5a46a91c | UZWvhzyYfHlZy71biMDuzINJZuvWT6Ir4cG9ETZoAck= | C:\Temp\vw\test data\ppmd_templates_LDAT2.rvt | -
ppmd_templates_LDAT2.rvt | LDAT2 - MEDICAL GAS DESIGN | FALSE | LA | MedGas_LA | TRUE | 99801083-d820-4c5f-ad07-ab168e1bbda0 | UZWvhzyYfHlZy71biMDuzINJZuvWT6Ir4cG9ETZoAck= | C:\Temp\vw\test data\ppmd_templates_LDAT2.rvt | -
ppmd_templates_LDAT2.rvt | LDAT2 - MEDICAL GAS DESIGN | FALSE | PA | MedGas_PA | TRUE | 55793ba6-1647-428e-86f6-5ce4153c7f2e | UZWvhzyYfHlZy71biMDuzINJZuvWT6Ir4cG9ETZoAck= | C:\Temp\vw\test data\ppmd_templates_LDAT2.rvt | -
ppmd_templates_LDAT2.rvt | LDAT2 - MEDICAL GAS DESIGN | FALSE | MV | MedGas_MV | TRUE | 0a0bec6d-9172-4a2c-9fb3-7616a08f677a | UZWvhzyYfHlZy71biMDuzINJZuvWT6Ir4cG9ETZoAck= | C:\Temp\vw\test data\ppmd_templates_LDAT2.rvt | 1
ppmd_templates_LDAT2.rvt | LDAT2 - MEDICAL GAS DESIGN | FALSE | DHV | MedGas_DHV | TRUE | 79779898-9917-494b-a027-0013b44e14f1 | UZWvhzyYfHlZy71biMDuzINJZuvWT6Ir4cG9ETZoAck= | C:\Temp\vw\test data\ppmd_templates_LDAT2.rvt | -
ppmd_templates_LDAT2.rvt | LDAT2 - MEDICAL GAS DESIGN | FALSE | DLV | MedGas_DLV | TRUE | bcdcef93-2e56-440a-a8f7-e9973eadba59 | UZWvhzyYfHlZy71biMDuzINJZuvWT6Ir4cG9ETZoAck= | C:\Temp\vw\test data\ppmd_templates_LDAT2.rvt | -
ppmd_templates_LDAT2.rvt | LDAT2 - MEDICAL GAS DESIGN | FALSE | LDE | MedGas_LDE | TRUE | cc6496eb-fa04-4455-81d4-1dfb1e6aaa52 | UZWvhzyYfHlZy71biMDuzINJZuvWT6Ir4cG9ETZoAck= | C:\Temp\vw\test data\ppmd_templates_LDAT2.rvt | -
ppmd_templates_LDAT2.rvt | LDAT2 - MEDICAL GAS DESIGN | FALSE | OX | MedGas_OX | TRUE | 59f6c2e0-639e-4476-adf0-a5c19b1199db | UZWvhzyYfHlZy71biMDuzINJZuvWT6Ir4cG9ETZoAck= | C:\Temp\vw\test data\ppmd_templates_LDAT2.rvt | 1
ppmd_templates_LDAT2.rvt | LDAT2 - MEDICAL GAS DESIGN | FALSE | NO | MedGas_NO | TRUE | 1f31b342-99ad-494b-90ce-f27b8fc04b75 | UZWvhzyYfHlZy71biMDuzINJZuvWT6Ir4cG9ETZoAck= | C:\Temp\vw\test data\ppmd_templates_LDAT2.rvt | -
ppmd_templates_LDAT2.rvt | LDAT2 - MEDICAL GAS DESIGN | FALSE | NI | MedGas_NI | TRUE | ea24567d-1f4e-45f9-907f-a79ef8b323b1 | UZWvhzyYfHlZy71biMDuzINJZuvWT6Ir4cG9ETZoAck= | C:\Temp\vw\test data\ppmd_templates_LDAT2.rvt | -
ppmd_templates_LDAT2.rvt | LDAT2 - MEDICAL GAS DESIGN | FALSE | WAGD | MedGas_WAGD | TRUE | 1aa3572e-5073-44b4-acb3-ff8739230b69 | UZWvhzyYfHlZy71biMDuzINJZuvWT6Ir4cG9ETZoAck= | C:\Temp\vw\test data\ppmd_templates_LDAT2.rvt | -
ppmd_templates_LDAT2.rvt | LDAT2 - MEDICAL GAS DESIGN | FALSE | Notes1 | MedGas_Notes | TRUE | 69d1283f-21ef-46f3-9ebb-e36d00ef4da3 | UZWvhzyYfHlZy71biMDuzINJZuvWT6Ir4cG9ETZoAck= | C:\Temp\vw\test data\ppmd_templates_LDAT2.rvt | B
ppmd_templates_LDAT2.rvt | LDAT2 - MEDICAL GAS DESIGN | FALSE | Notes2 | MedGas_Notes2 | TRUE | 867f4341-094b-4cc7-b128-8c28392e09cd | UZWvhzyYfHlZy71biMDuzINJZuvWT6Ir4cG9ETZoAck= | C:\Temp\vw\test data\ppmd_templates_LDAT2.rvt
ppmd_templates_LDAT2.rvt | LDAT2 - STRUCTURAL DESIGN | FALSE | Structural Load¦psf | Str_FloorLoad_psf | TRUE | 654b90c9-d71e-4bcd-9f27-a1532becca95 | UZWvhzyYfHlZy71biMDuzINJZuvWT6Ir4cG9ETZoAck= | C:\Temp\vw\test data\ppmd_templates_LDAT2.rvt | 60
ppmd_templates_LDAT2.rvt | LDAT2 - STRUCTURAL DESIGN | FALSE | Structural Load¦kPA | Str_FloorLoad_kPA | FALSE |  | UZWvhzyYfHlZy71biMDuzINJZuvWT6Ir4cG9ETZoAck= | C:\Temp\vw\test data\ppmd_templates_LDAT2.rvt | 3
ppmd_templates_LDAT2.rvt | LDAT2 - STRUCTURAL DESIGN | FALSE | Notes | Str_Notes | TRUE | 509b36e6-cf53-4158-b357-61e3cedd6faa | UZWvhzyYfHlZy71biMDuzINJZuvWT6Ir4cG9ETZoAck= | C:\Temp\vw\test data\ppmd_templates_LDAT2.rvt
ppmd_templates_LDAT2.rvt | LDAT2/TLTU1 - DOOR SCHEDULE | FALSE | Mark | Construction Type | FALSE |  | UZWvhzyYfHlZy71biMDuzINJZuvWT6Ir4cG9ETZoAck= | C:\Temp\vw\test data\ppmd_templates_LDAT2.rvt | A¦C
ppmd_templates_LDAT2.rvt | LDAT2/TLTU1 - DOOR SCHEDULE | FALSE | Type | Family | FALSE |  | UZWvhzyYfHlZy71biMDuzINJZuvWT6Ir4cG9ETZoAck= | C:\Temp\vw\test data\ppmd_templates_LDAT2.rvt | Single-Flush¦Single-Flush
ppmd_templates_LDAT2.rvt | LDAT2/TLTU1 - DOOR SCHEDULE | FALSE | Count | Count | FALSE |  | UZWvhzyYfHlZy71biMDuzINJZuvWT6Ir4cG9ETZoAck= | C:\Temp\vw\test data\ppmd_templates_LDAT2.rvt | 1¦1
ppmd_templates_LDAT2.rvt | LDAT2/TLTU1 - DOOR SCHEDULE | FALSE | Height¦ft - in | Height | FALSE |  | UZWvhzyYfHlZy71biMDuzINJZuvWT6Ir4cG9ETZoAck= | C:\Temp\vw\test data\ppmd_templates_LDAT2.rvt | 7' - 0"¦7' - 0"
ppmd_templates_LDAT2.rvt | LDAT2/TLTU1 - DOOR SCHEDULE | FALSE | Width¦ft - in | Width | FALSE |  | UZWvhzyYfHlZy71biMDuzINJZuvWT6Ir4cG9ETZoAck= | C:\Temp\vw\test data\ppmd_templates_LDAT2.rvt | 3' - 0"¦4' - 0"
ppmd_templates_LDAT2.rvt | LDAT2/TLTU1 - DOOR SCHEDULE | FALSE | Notes | Type Comments | FALSE |  | UZWvhzyYfHlZy71biMDuzINJZuvWT6Ir4cG9ETZoAck= | C:\Temp\vw\test data\ppmd_templates_LDAT2.rvt
ppmd_templates_LDAT2.rvt | TLTU1 - EQUIPMENT SCHEDULE | TRUE | JSN | JSN | TRUE | 8632cd76-2ab9-457d-8db7-39197de446a2 | UZWvhzyYfHlZy71biMDuzINJZuvWT6Ir4cG9ETZoAck= | C:\Temp\vw\test data\ppmd_templates_LDAT2.rvt | A1066¦A4995¦A5075¦A5080¦A5090¦A5109¦A5145¦A5200¦F2010¦P3000¦P9050
ppmd_templates_LDAT2.rvt | TLTU1 - EQUIPMENT SCHEDULE | TRUE | Nomenclature | Nomenclature | TRUE | f004b755-1952-4a21-a1c1-98f41ef6a86c | UZWvhzyYfHlZy71biMDuzINJZuvWT6Ir4cG9ETZoAck= | C:\Temp\vw\test data\ppmd_templates_LDAT2.rvt | Mirror, Float Glass, With SS Frame¦Table, Diaper Changing, Wall Mounted¦Dispenser, Soap, Disposable¦Dispenser, Paper Towel, SS, Surface Mounted¦Disposal, Sanitary Napkin, SS, Surface Mounted¦Grab Bar, 1-1/4" Dia., SS, 2 Wall, W/C Accessible¦Hook, Garment, Double, SS, Surface Mounted¦Dispenser, Toilet Tissue, SS, 2-Roll, Surface Mntd¦Basket, Wastepaper, Step-On¦Lavatory, Vitreous China, Straight Back¦Toilet, Wall Hung, Siphon Jet
ppmd_templates_LDAT2.rvt | TLTU1 - EQUIPMENT SCHEDULE | TRUE | Qty | Count | FALSE |  | UZWvhzyYfHlZy71biMDuzINJZuvWT6Ir4cG9ETZoAck= | C:\Temp\vw\test data\ppmd_templates_LDAT2.rvt | 1¦1¦1¦1¦1¦2¦1¦1¦1¦1¦1
ppmd_templates_LDAT2.rvt | TLTU1 - EQUIPMENT SCHEDULE | TRUE | LF | CustomLength | TRUE | f338df87-67c7-40c3-b0e8-6ebb5a3fe5b8 | UZWvhzyYfHlZy71biMDuzINJZuvWT6Ir4cG9ETZoAck= | C:\Temp\vw\test data\ppmd_templates_LDAT2.rvt
ppmd_templates_LDAT2.rvt | TLTU1 - EQUIPMENT SCHEDULE | TRUE | Logistics¦AR | CAT_Army | TRUE | fa0e0053-bcc4-42e8-881f-6a4690f994c9 | UZWvhzyYfHlZy71biMDuzINJZuvWT6Ir4cG9ETZoAck= | C:\Temp\vw\test data\ppmd_templates_LDAT2.rvt | A¦A¦C¦A¦A¦A¦A¦A¦C¦A¦A
ppmd_templates_LDAT2.rvt | TLTU1 - EQUIPMENT SCHEDULE | TRUE | Logistics¦NA | CAT_Navy | TRUE | 183e77a6-b75d-41a5-8f81-f6abfee236ec | UZWvhzyYfHlZy71biMDuzINJZuvWT6Ir4cG9ETZoAck= | C:\Temp\vw\test data\ppmd_templates_LDAT2.rvt | A¦A¦C¦A¦A¦A¦A¦A¦C¦A¦A
ppmd_templates_LDAT2.rvt | TLTU1 - EQUIPMENT SCHEDULE | TRUE | Logistics¦AF | CAT_AF | TRUE | 053816d3-2f83-4e72-9b30-0a25ff75573f | UZWvhzyYfHlZy71biMDuzINJZuvWT6Ir4cG9ETZoAck= | C:\Temp\vw\test data\ppmd_templates_LDAT2.rvt | A¦A¦C¦A¦A¦A¦A¦A¦C¦A¦A
ppmd_templates_LDAT2.rvt | TLTU1 - EQUIPMENT SCHEDULE | TRUE | Logistics¦VA | CAT_VA | TRUE | abab06e0-bc20-4958-a9a7-acf73c376614 | UZWvhzyYfHlZy71biMDuzINJZuvWT6Ir4cG9ETZoAck= | C:\Temp\vw\test data\ppmd_templates_LDAT2.rvt | A¦A¦C¦A¦A¦A¦A¦A¦C¦A¦A
ppmd_templates_LDAT2.rvt | TLTU1 - EQUIPMENT SCHEDULE | TRUE | Utilities¦1 | UTIL_1_WaterDrain | TRUE | 594b780e-c62e-473b-9f66-4d3db2fa1b7f | UZWvhzyYfHlZy71biMDuzINJZuvWT6Ir4cG9ETZoAck= | C:\Temp\vw\test data\ppmd_templates_LDAT2.rvt | -¦-¦-¦-¦-¦-¦-¦-¦-¦D¦B
ppmd_templates_LDAT2.rvt | TLTU1 - EQUIPMENT SCHEDULE | TRUE | Utilities¦2 | UTIL_2_Elec | TRUE | 28082216-138e-4a2f-9824-e96dbd7e3cd0 | UZWvhzyYfHlZy71biMDuzINJZuvWT6Ir4cG9ETZoAck= | C:\Temp\vw\test data\ppmd_templates_LDAT2.rvt | -¦-¦-¦-¦-¦-¦-¦-¦-¦-¦-
ppmd_templates_LDAT2.rvt | TLTU1 - EQUIPMENT SCHEDULE | TRUE | Utilities¦3 | UTIL_3_MedGas | TRUE | 22af1ef2-54f0-4b6e-b40a-7064dfb8769c | UZWvhzyYfHlZy71biMDuzINJZuvWT6Ir4cG9ETZoAck= | C:\Temp\vw\test data\ppmd_templates_LDAT2.rvt | -¦-¦-¦-¦-¦-¦-¦-¦-¦-¦-
ppmd_templates_LDAT2.rvt | TLTU1 - EQUIPMENT SCHEDULE | TRUE | Utilities¦4 | UTIL_4_MiscGas | TRUE | 745b8c3e-fd4a-4430-994a-d25826e1e484 | UZWvhzyYfHlZy71biMDuzINJZuvWT6Ir4cG9ETZoAck= | C:\Temp\vw\test data\ppmd_templates_LDAT2.rvt | -¦-¦-¦-¦-¦-¦-¦-¦-¦-¦-
ppmd_templates_LDAT2.rvt | TLTU1 - EQUIPMENT SCHEDULE | TRUE | Utilities¦5 | UTIL_5_NonMedGas | TRUE | 323edf97-d058-44ef-a0fb-1836c80554d8 | UZWvhzyYfHlZy71biMDuzINJZuvWT6Ir4cG9ETZoAck= | C:\Temp\vw\test data\ppmd_templates_LDAT2.rvt | -¦-¦-¦-¦-¦-¦-¦-¦-¦-¦-
ppmd_templates_LDAT2.rvt | TLTU1 - EQUIPMENT SCHEDULE | TRUE | Utilities¦6 | UTIL_6_Misc | TRUE | 38083e2d-8ba3-4868-9752-742b7a4a9586 | UZWvhzyYfHlZy71biMDuzINJZuvWT6Ir4cG9ETZoAck= | C:\Temp\vw\test data\ppmd_templates_LDAT2.rvt | -¦-¦-¦-¦-¦-¦-¦-¦-¦-¦-
ppmd_templates_LDAT2.rvt | TLTU1 - INTERIOR DESIGN | FALSE | Floor Finish¦Preferred | Floor Finish | FALSE |  | UZWvhzyYfHlZy71biMDuzINJZuvWT6Ir4cG9ETZoAck= | C:\Temp\vw\test data\ppmd_templates_LDAT2.rvt | CT
ppmd_templates_LDAT2.rvt | TLTU1 - INTERIOR DESIGN | FALSE | Floor Finish¦Alternate | Floor Finish2 | TRUE | 4030719d-a272-441a-8bfa-d5eb510a1687 | UZWvhzyYfHlZy71biMDuzINJZuvWT6Ir4cG9ETZoAck= | C:\Temp\vw\test data\ppmd_templates_LDAT2.rvt | SP
ppmd_templates_LDAT2.rvt | TLTU1 - INTERIOR DESIGN | FALSE | Wall Finish¦Preferred | Wall Finish | FALSE |  | UZWvhzyYfHlZy71biMDuzINJZuvWT6Ir4cG9ETZoAck= | C:\Temp\vw\test data\ppmd_templates_LDAT2.rvt | GPT
ppmd_templates_LDAT2.rvt | TLTU1 - INTERIOR DESIGN | FALSE | Wall Finish¦Alternate | Wall Finish2 | TRUE | 5a49d499-57b3-4e1f-afc0-4c041c862be1 | UZWvhzyYfHlZy71biMDuzINJZuvWT6Ir4cG9ETZoAck= | C:\Temp\vw\test data\ppmd_templates_LDAT2.rvt | CT
ppmd_templates_LDAT2.rvt | TLTU1 - INTERIOR DESIGN | FALSE | Ceiling Finish¦Preferred | Ceiling Finish | FALSE |  | UZWvhzyYfHlZy71biMDuzINJZuvWT6Ir4cG9ETZoAck= | C:\Temp\vw\test data\ppmd_templates_LDAT2.rvt | GPT
ppmd_templates_LDAT2.rvt | TLTU1 - INTERIOR DESIGN | FALSE | Ceiling Finish¦Alternate | Ceiling Finish2 | TRUE | acb31fd1-378b-4329-97b0-400ae39b5bc4 | UZWvhzyYfHlZy71biMDuzINJZuvWT6Ir4cG9ETZoAck= | C:\Temp\vw\test data\ppmd_templates_LDAT2.rvt | AT1
ppmd_templates_LDAT2.rvt | TLTU1 - INTERIOR DESIGN | FALSE | Room Height¦ft - in | Ceiling_Hgt_IP | TRUE | 9f14ca4f-2465-4385-a17c-7aa549f64c09 | UZWvhzyYfHlZy71biMDuzINJZuvWT6Ir4cG9ETZoAck= | C:\Temp\vw\test data\ppmd_templates_LDAT2.rvt | 8' - 0"
ppmd_templates_LDAT2.rvt | TLTU1 - INTERIOR DESIGN | FALSE | Room Noise¦Min NC | Noise_NC_MIN | TRUE | 8c49df6c-7d6b-49fd-9459-f57d0921d704 | UZWvhzyYfHlZy71biMDuzINJZuvWT6Ir4cG9ETZoAck= | C:\Temp\vw\test data\ppmd_templates_LDAT2.rvt | 30
ppmd_templates_LDAT2.rvt | TLTU1 - INTERIOR DESIGN | FALSE | Room Noise¦Max NC | Noise_NC_MAX | TRUE | 629b571a-1c14-443c-b8e8-1130b5edb513 | UZWvhzyYfHlZy71biMDuzINJZuvWT6Ir4cG9ETZoAck= | C:\Temp\vw\test data\ppmd_templates_LDAT2.rvt | 40
ppmd_templates_LDAT2.rvt | TLTU1 - INTERIOR DESIGN | FALSE | Room Noise¦SC | Noise_SC | TRUE | 44bf9cd1-070a-432c-87d9-26a3211cfe07 | UZWvhzyYfHlZy71biMDuzINJZuvWT6Ir4cG9ETZoAck= | C:\Temp\vw\test data\ppmd_templates_LDAT2.rvt | 45
ppmd_templates_LDDR1.rvt | LDDR1 - DATA/TELEPHONE EQUIPMENT | FALSE | JSN | JSN | TRUE | 8632cd76-2ab9-457d-8db7-39197de446a2 | 8eWyhw31luOnBP1kxveTP0Y+GrH4abGWo5P0Z021Rhw= | C:\Temp\vw\test data\ppmd_templates_LDDR1.rvt
ppmd_templates_LDDR1.rvt | LDDR1 - DATA/TELEPHONE EQUIPMENT | FALSE | Nomenclature | Nomenclature | TRUE | f004b755-1952-4a21-a1c1-98f41ef6a86c | 8eWyhw31luOnBP1kxveTP0Y+GrH4abGWo5P0Z021Rhw= | C:\Temp\vw\test data\ppmd_templates_LDDR1.rvt
ppmd_templates_LDDR1.rvt | LDDR1 - DATA/TELEPHONE EQUIPMENT | FALSE | Qty | Count | FALSE |  | 8eWyhw31luOnBP1kxveTP0Y+GrH4abGWo5P0Z021Rhw= | C:\Temp\vw\test data\ppmd_templates_LDDR1.rvt
ppmd_templates_LDDR1.rvt | LDDR1 - DATA/TELEPHONE EQUIPMENT | FALSE | Logistics¦AR | CAT_Army | TRUE | fa0e0053-bcc4-42e8-881f-6a4690f994c9 | 8eWyhw31luOnBP1kxveTP0Y+GrH4abGWo5P0Z021Rhw= | C:\Temp\vw\test data\ppmd_templates_LDDR1.rvt
ppmd_templates_LDDR1.rvt | LDDR1 - DATA/TELEPHONE EQUIPMENT | FALSE | Logistics¦NA | CAT_Navy | TRUE | 183e77a6-b75d-41a5-8f81-f6abfee236ec | 8eWyhw31luOnBP1kxveTP0Y+GrH4abGWo5P0Z021Rhw= | C:\Temp\vw\test data\ppmd_templates_LDDR1.rvt
ppmd_templates_LDDR1.rvt | LDDR1 - DATA/TELEPHONE EQUIPMENT | FALSE | Logistics¦AF | CAT_AF | TRUE | 053816d3-2f83-4e72-9b30-0a25ff75573f | 8eWyhw31luOnBP1kxveTP0Y+GrH4abGWo5P0Z021Rhw= | C:\Temp\vw\test data\ppmd_templates_LDDR1.rvt
ppmd_templates_LDDR1.rvt | LDDR1 - DATA/TELEPHONE EQUIPMENT | FALSE | Logistics¦VA | CAT_VA | TRUE | abab06e0-bc20-4958-a9a7-acf73c376614 | 8eWyhw31luOnBP1kxveTP0Y+GrH4abGWo5P0Z021Rhw= | C:\Temp\vw\test data\ppmd_templates_LDDR1.rvt
ppmd_templates_LDDR1.rvt | LDDR1 - DOOR SCHEDULE | FALSE | Mark | Construction Type | FALSE |  | 8eWyhw31luOnBP1kxveTP0Y+GrH4abGWo5P0Z021Rhw= | C:\Temp\vw\test data\ppmd_templates_LDDR1.rvt
ppmd_templates_LDDR1.rvt | LDDR1 - DOOR SCHEDULE | FALSE | Type | Family | FALSE |  | 8eWyhw31luOnBP1kxveTP0Y+GrH4abGWo5P0Z021Rhw= | C:\Temp\vw\test data\ppmd_templates_LDDR1.rvt
ppmd_templates_LDDR1.rvt | LDDR1 - DOOR SCHEDULE | FALSE | Count | Count | FALSE |  | 8eWyhw31luOnBP1kxveTP0Y+GrH4abGWo5P0Z021Rhw= | C:\Temp\vw\test data\ppmd_templates_LDDR1.rvt | 3
ppmd_templates_LDDR1.rvt | LDDR1 - DOOR SCHEDULE | FALSE | Height¦ft - in | Height | FALSE |  | 8eWyhw31luOnBP1kxveTP0Y+GrH4abGWo5P0Z021Rhw= | C:\Temp\vw\test data\ppmd_templates_LDDR1.rvt | 7' - 0"
ppmd_templates_LDDR1.rvt | LDDR1 - DOOR SCHEDULE | FALSE | Width¦ft - in | Width | FALSE |  | 8eWyhw31luOnBP1kxveTP0Y+GrH4abGWo5P0Z021Rhw= | C:\Temp\vw\test data\ppmd_templates_LDDR1.rvt
ppmd_templates_LDDR1.rvt | LDDR1 - DOOR SCHEDULE | FALSE | Hardware | Door_Hardware | TRUE | aada339e-27db-43a6-a49e-55c88563e0c3 | 8eWyhw31luOnBP1kxveTP0Y+GrH4abGWo5P0Z021Rhw= | C:\Temp\vw\test data\ppmd_templates_LDDR1.rvt
ppmd_templates_LDDR1.rvt | LDDR1 - DOOR SCHEDULE | FALSE | Notes | Type Comments | FALSE |  | 8eWyhw31luOnBP1kxveTP0Y+GrH4abGWo5P0Z021Rhw= | C:\Temp\vw\test data\ppmd_templates_LDDR1.rvt
ppmd_templates_LDDR1.rvt | LDDR1 - ELECTRICAL DESIGN | FALSE | Lighting¦LUX1 | Light_Level_LUX | TRUE | fc853981-f613-4f05-81bd-e48fb947424b | 8eWyhw31luOnBP1kxveTP0Y+GrH4abGWo5P0Z021Rhw= | C:\Temp\vw\test data\ppmd_templates_LDDR1.rvt | 500¦2100
ppmd_templates_LDDR1.rvt | LDDR1 - ELECTRICAL DESIGN | FALSE | Lighting¦Footcandles1 | Light_Level_FC | FALSE |  | 8eWyhw31luOnBP1kxveTP0Y+GrH4abGWo5P0Z021Rhw= | C:\Temp\vw\test data\ppmd_templates_LDDR1.rvt | 46¦195
ppmd_templates_LDDR1.rvt | LDDR1 - ELECTRICAL DESIGN | FALSE | Lighting¦LUX2 | Light_Level_LUX2 | TRUE | 172f1cff-58cc-41cd-b888-0e7a81d2bf40 | 8eWyhw31luOnBP1kxveTP0Y+GrH4abGWo5P0Z021Rhw= | C:\Temp\vw\test data\ppmd_templates_LDDR1.rvt
ppmd_templates_LDDR1.rvt | LDDR1 - ELECTRICAL DESIGN | FALSE | Lighting¦Footcandles2 | Light_Level_FC2 | FALSE |  | 8eWyhw31luOnBP1kxveTP0Y+GrH4abGWo5P0Z021Rhw= | C:\Temp\vw\test data\ppmd_templates_LDDR1.rvt
ppmd_templates_LDDR1.rvt | LDDR1 - ELECTRICAL DESIGN | FALSE | Lighting¦Notes | Light_Notes | TRUE | a36245ac-ea57-45c2-bac5-bed4d04a4f78 | 8eWyhw31luOnBP1kxveTP0Y+GrH4abGWo5P0Z021Rhw= | C:\Temp\vw\test data\ppmd_templates_LDDR1.rvt | C¦D
ppmd_templates_LDDR1.rvt | LDDR1 - ELECTRICAL DESIGN | FALSE | Lighting¦Notes2 | Light_Notes2 | TRUE | 6d0b4891-ce4c-45f8-9560-387866098a10 | 8eWyhw31luOnBP1kxveTP0Y+GrH4abGWo5P0Z021Rhw= | C:\Temp\vw\test data\ppmd_templates_LDDR1.rvt | -
ppmd_templates_LDDR1.rvt | LDDR1 - ELECTRICAL DESIGN | FALSE | Essential Power¦% Power | ES_Power% | TRUE | 7cbfe71a-865f-4cf4-b400-c67e3939439b | 8eWyhw31luOnBP1kxveTP0Y+GrH4abGWo5P0Z021Rhw= | C:\Temp\vw\test data\ppmd_templates_LDDR1.rvt | -¦RA
ppmd_templates_LDDR1.rvt | LDDR1 - ELECTRICAL DESIGN | FALSE | Essential Power¦% Light | ES_Light% | TRUE | af00a8bb-40cb-434a-a7e5-b4140f3c844f | 8eWyhw31luOnBP1kxveTP0Y+GrH4abGWo5P0Z021Rhw= | C:\Temp\vw\test data\ppmd_templates_LDDR1.rvt | -¦LB
ppmd_templates_LDDR1.rvt | LDDR1 - ELECTRICAL DESIGN | FALSE | Essential Power¦Notes | ES_Notes | TRUE | 0c3ae867-1060-40b5-bb68-261d16a167a0 | 8eWyhw31luOnBP1kxveTP0Y+GrH4abGWo5P0Z021Rhw= | C:\Temp\vw\test data\ppmd_templates_LDDR1.rvt | -¦-
ppmd_templates_LDDR1.rvt | LDDR1 - EQUIPMENT SCHEDULE | TRUE | JSN | JSN | TRUE | 8632cd76-2ab9-457d-8db7-39197de446a2 | 8eWyhw31luOnBP1kxveTP0Y+GrH4abGWo5P0Z021Rhw= | C:\Temp\vw\test data\ppmd_templates_LDDR1.rvt | A1122¦A1200¦A4015¦A5106¦E0130¦E0703¦E0954¦F0280¦F0355¦F3050¦F3200¦M0630¦M0750¦M0755¦M0765¦M0800¦M1801¦M3070¦M3072¦M3175¦M4255¦M4266¦M4815¦M5030¦M7485¦M7490¦M7655¦M7820¦M7845¦M7905¦M8800¦M8810¦M8825¦M8900¦M8905¦M8910¦M8940¦M8950¦M9095¦X4000¦X4122
ppmd_templates_LDDR1.rvt | LDDR1 - EQUIPMENT SCHEDULE | TRUE | Nomenclature | Nomenclature | TRUE | f004b755-1952-4a21-a1c1-98f41ef6a86c | 8eWyhw31luOnBP1kxveTP0Y+GrH4abGWo5P0Z021Rhw= | C:\Temp\vw\test data\ppmd_templates_LDDR1.rvt | Column, Equipment Arm, Ceiling Mounted, Surgery¦Lift System, Overhead, Patient Room¦Clock, Elapsed Time, Electric¦Waste Disposal Unit, Sharps w/Glove Dispenser¦Workstation, Documentation, Operating, L-Shaped¦Table, Process, Adj Height, 5 Drawer, 48"W x 24"D¦Cart, Emergency, Mobile, 66"H x 52"W x 22"D¦Chair, Swivel, Low Back¦Footstool, Straight¦Whiteboard, Dry Erase¦Clock, Battery, 12" Diameter¦Anesthesia Apparatus, 3 Gas¦Flowmeter, Air, Connect w/50 PSI Supply¦Flowmeter, Oxygen, Low Flow¦Regulator, Vacuum¦Center, Infant Care¦Computer, Microprocessing, w/Flat Panel Monitor¦Hamper, Linen, Mobile, w/Lid¦Frame, Infectious Waste Bag w/Lid¦Electrosurgical Unit, Dual Output¦Stand, IV, Adjustable¦Pump, Volumetric, Infusion, Multiple Line¦Hypo/Hyperthermia Unit, Automatic/Manual, Mobile¦Stool, Surgeon, Revolving¦Light, Surg, Ceiling Mtd, Dual, Equal Dia Heads¦Light, Surg, Ceiling Mtd, Dual, Unequal Dia Heads¦Defibrillator/Cardioscope, 5-Lead¦Monitor, Fetal, Bedside/Stand Alone¦Monitor, Physiological, Bedside, 4 Channel¦Oximeter, Pulse¦Cart, Anesthesia¦Stand, Mayo¦Table, Instrument/Dressing, CRS, approx. 36x20x34¦Carriage, Pail, CRS, Without Pail¦Pail, Utility, CRS, Without Carriage¦Cart, Surgical Case¦Stool, Anesthesia, With Back¦Warmer, Blood¦Table, Operating, Remote Control¦Illuminator, Film, 4 Panel, Recessed¦Console, PACS, Remote View, 2k X 2k, 2 Monitors
ppmd_templates_LDDR1.rvt | LDDR1 - EQUIPMENT SCHEDULE | TRUE | Qty | Count | FALSE |  | 8eWyhw31luOnBP1kxveTP0Y+GrH4abGWo5P0Z021Rhw= | C:\Temp\vw\test data\ppmd_templates_LDDR1.rvt | 2¦1¦1¦3¦1¦1¦1¦1¦1¦1¦1¦1¦5¦5¦10¦1¦1¦1¦1¦1¦3¦3¦1¦1¦1¦1¦1¦1¦1¦1¦1¦3¦1¦4¦4¦1¦1¦1¦1¦1¦1
ppmd_templates_LDDR1.rvt | LDDR1 - EQUIPMENT SCHEDULE | TRUE | LF | CustomLength | TRUE | f338df87-67c7-40c3-b0e8-6ebb5a3fe5b8 | 8eWyhw31luOnBP1kxveTP0Y+GrH4abGWo5P0Z021Rhw= | C:\Temp\vw\test data\ppmd_templates_LDDR1.rvt | 11' - 2"
ppmd_templates_LDDR1.rvt | LDDR1 - EQUIPMENT SCHEDULE | TRUE | Logistics¦AR | CAT_Army | TRUE | fa0e0053-bcc4-42e8-881f-6a4690f994c9 | 8eWyhw31luOnBP1kxveTP0Y+GrH4abGWo5P0Z021Rhw= | C:\Temp\vw\test data\ppmd_templates_LDDR1.rvt | A¦A¦A¦C¦C¦C¦C¦C¦C¦A¦C¦C¦C¦C¦C¦C¦C¦C¦C¦C¦C¦C¦C¦C¦A¦A¦C¦C¦C¦C¦C¦C¦C¦C¦C¦C¦C¦C¦C¦A¦F
ppmd_templates_LDDR1.rvt | LDDR1 - EQUIPMENT SCHEDULE | TRUE | Logistics¦NA | CAT_Navy | TRUE | 183e77a6-b75d-41a5-8f81-f6abfee236ec | 8eWyhw31luOnBP1kxveTP0Y+GrH4abGWo5P0Z021Rhw= | C:\Temp\vw\test data\ppmd_templates_LDDR1.rvt | A¦A¦A¦A¦C¦C¦C¦C¦C¦A¦C¦C¦C¦C¦C¦C¦C¦C¦C¦C¦C¦C¦C¦C¦A¦A¦C¦C¦C¦C¦C¦C¦C¦C¦C¦C¦C¦C¦C¦A¦F
ppmd_templates_LDDR1.rvt | LDDR1 - EQUIPMENT SCHEDULE | TRUE | Logistics¦AF | CAT_AF | TRUE | 053816d3-2f83-4e72-9b30-0a25ff75573f | 8eWyhw31luOnBP1kxveTP0Y+GrH4abGWo5P0Z021Rhw= | C:\Temp\vw\test data\ppmd_templates_LDDR1.rvt | A¦A¦A¦C¦C¦C¦C¦C¦C¦A¦C¦C¦C¦C¦C¦C¦C¦C¦C¦C¦C¦C¦C¦C¦A¦A¦C¦C¦C¦C¦C¦C¦C¦C¦C¦C¦C¦C¦C¦A¦F
ppmd_templates_LDDR1.rvt | LDDR1 - EQUIPMENT SCHEDULE | TRUE | Logistics¦VA | CAT_VA | TRUE | abab06e0-bc20-4958-a9a7-acf73c376614 | 8eWyhw31luOnBP1kxveTP0Y+GrH4abGWo5P0Z021Rhw= | C:\Temp\vw\test data\ppmd_templates_LDDR1.rvt | A¦A¦A¦C¦C¦C¦C¦C¦C¦A¦C¦C¦C¦C¦C¦C¦C¦C¦C¦C¦C¦C¦C¦C¦A¦A¦C¦C¦C¦C¦C¦C¦C¦C¦C¦C¦C¦C¦C¦A¦F
ppmd_templates_LDDR1.rvt | LDDR1 - EQUIPMENT SCHEDULE | TRUE | Utilities¦1 | UTIL_1_WaterDrain | TRUE | 594b780e-c62e-473b-9f66-4d3db2fa1b7f | 8eWyhw31luOnBP1kxveTP0Y+GrH4abGWo5P0Z021Rhw= | C:\Temp\vw\test data\ppmd_templates_LDDR1.rvt | -¦-¦-¦-¦-¦-¦-¦-¦-¦-¦-¦-¦-¦-¦-¦-¦-¦-¦-¦-¦-¦-¦-¦-¦-¦-¦-¦-¦-¦-¦-¦-¦-¦-¦-¦-¦-¦-¦-¦-¦-
ppmd_templates_LDDR1.rvt | LDDR1 - EQUIPMENT SCHEDULE | TRUE | Utilities¦2 | UTIL_2_Elec | TRUE | 28082216-138e-4a2f-9824-e96dbd7e3cd0 | 8eWyhw31luOnBP1kxveTP0Y+GrH4abGWo5P0Z021Rhw= | C:\Temp\vw\test data\ppmd_templates_LDDR1.rvt | F¦F¦A¦-¦-¦-¦-¦-¦-¦-¦-¦A¦-¦-¦-¦A¦A¦-¦-¦A¦-¦A¦A¦-¦F¦F¦A¦A¦A¦A¦-¦-¦-¦-¦-¦-¦-¦B¦A¦B¦A
ppmd_templates_LDDR1.rvt | LDDR1 - EQUIPMENT SCHEDULE | TRUE | Utilities¦3 | UTIL_3_MedGas | TRUE | 22af1ef2-54f0-4b6e-b40a-7064dfb8769c | 8eWyhw31luOnBP1kxveTP0Y+GrH4abGWo5P0Z021Rhw= | C:\Temp\vw\test data\ppmd_templates_LDDR1.rvt | G¦-¦-¦-¦-¦-¦-¦-¦-¦-¦-¦G¦K¦A¦B¦E¦-¦-¦-¦-¦-¦-¦-¦-¦-¦-¦-¦-¦-¦-¦-¦-¦-¦-¦-¦-¦-¦-¦-¦-¦-
ppmd_templates_LDDR1.rvt | LDDR1 - EQUIPMENT SCHEDULE | TRUE | Utilities¦4 | UTIL_4_MiscGas | TRUE | 745b8c3e-fd4a-4430-994a-d25826e1e484 | 8eWyhw31luOnBP1kxveTP0Y+GrH4abGWo5P0Z021Rhw= | C:\Temp\vw\test data\ppmd_templates_LDDR1.rvt | -¦-¦-¦-¦-¦-¦-¦-¦-¦-¦-¦C¦-¦-¦-¦-¦-¦-¦-¦-¦-¦-¦-¦-¦-¦-¦-¦-¦-¦-¦-¦-¦-¦-¦-¦-¦-¦-¦-¦-¦-
ppmd_templates_LDDR1.rvt | LDDR1 - EQUIPMENT SCHEDULE | TRUE | Utilities¦5 | UTIL_5_NonMedGas | TRUE | 323edf97-d058-44ef-a0fb-1836c80554d8 | 8eWyhw31luOnBP1kxveTP0Y+GrH4abGWo5P0Z021Rhw= | C:\Temp\vw\test data\ppmd_templates_LDDR1.rvt | -¦-¦-¦-¦-¦-¦-¦-¦-¦-¦-¦-¦-¦-¦-¦-¦-¦-¦-¦-¦-¦-¦-¦-¦-¦-¦-¦-¦-¦-¦-¦-¦-¦-¦-¦-¦-¦-¦-¦-¦-
ppmd_templates_LDDR1.rvt | LDDR1 - EQUIPMENT SCHEDULE | TRUE | Utilities¦6 | UTIL_6_Misc | TRUE | 38083e2d-8ba3-4868-9752-742b7a4a9586 | 8eWyhw31luOnBP1kxveTP0Y+GrH4abGWo5P0Z021Rhw= | C:\Temp\vw\test data\ppmd_templates_LDDR1.rvt | -¦J¦D¦-¦-¦-¦-¦-¦-¦-¦-¦-¦-¦-¦-¦-¦-¦-¦-¦-¦-¦-¦-¦-¦-¦-¦-¦D¦D¦-¦-¦-¦-¦-¦-¦-¦-¦-¦-¦-¦-
ppmd_templates_LDDR1.rvt | LDDR1 - INTERIOR DESIGN | FALSE | Floor Finish¦Preferred | Floor Finish | FALSE |  | 8eWyhw31luOnBP1kxveTP0Y+GrH4abGWo5P0Z021Rhw= | C:\Temp\vw\test data\ppmd_templates_LDDR1.rvt | ET
ppmd_templates_LDDR1.rvt | LDDR1 - INTERIOR DESIGN | FALSE | Floor Finish¦Alternate | Floor Finish2 | TRUE | 4030719d-a272-441a-8bfa-d5eb510a1687 | 8eWyhw31luOnBP1kxveTP0Y+GrH4abGWo5P0Z021Rhw= | C:\Temp\vw\test data\ppmd_templates_LDDR1.rvt | SV
ppmd_templates_LDDR1.rvt | LDDR1 - INTERIOR DESIGN | FALSE | Wall Finish¦Preferred | Wall Finish | FALSE |  | 8eWyhw31luOnBP1kxveTP0Y+GrH4abGWo5P0Z021Rhw= | C:\Temp\vw\test data\ppmd_templates_LDDR1.rvt | GCT
ppmd_templates_LDDR1.rvt | LDDR1 - INTERIOR DESIGN | FALSE | Wall Finish¦Alternate | Wall Finish2 | TRUE | 5a49d499-57b3-4e1f-afc0-4c041c862be1 | 8eWyhw31luOnBP1kxveTP0Y+GrH4abGWo5P0Z021Rhw= | C:\Temp\vw\test data\ppmd_templates_LDDR1.rvt | GLG
ppmd_templates_LDDR1.rvt | LDDR1 - INTERIOR DESIGN | FALSE | Ceiling Finish¦Preferred | Ceiling Finish | FALSE |  | 8eWyhw31luOnBP1kxveTP0Y+GrH4abGWo5P0Z021Rhw= | C:\Temp\vw\test data\ppmd_templates_LDDR1.rvt | GLG
ppmd_templates_LDDR1.rvt | LDDR1 - INTERIOR DESIGN | FALSE | Ceiling Finish¦Alternate | Ceiling Finish2 | TRUE | acb31fd1-378b-4329-97b0-400ae39b5bc4 | 8eWyhw31luOnBP1kxveTP0Y+GrH4abGWo5P0Z021Rhw= | C:\Temp\vw\test data\ppmd_templates_LDDR1.rvt | -
ppmd_templates_LDDR1.rvt | LDDR1 - INTERIOR DESIGN | FALSE | Room Height¦ft - in | Ceiling_Hgt_IP | TRUE | 9f14ca4f-2465-4385-a17c-7aa549f64c09 | 8eWyhw31luOnBP1kxveTP0Y+GrH4abGWo5P0Z021Rhw= | C:\Temp\vw\test data\ppmd_templates_LDDR1.rvt | 10' - 0"
ppmd_templates_LDDR1.rvt | LDDR1 - INTERIOR DESIGN | FALSE | Room Noise¦Min NC | Noise_NC_MIN | TRUE | 8c49df6c-7d6b-49fd-9459-f57d0921d704 | 8eWyhw31luOnBP1kxveTP0Y+GrH4abGWo5P0Z021Rhw= | C:\Temp\vw\test data\ppmd_templates_LDDR1.rvt | 30
ppmd_templates_LDDR1.rvt | LDDR1 - INTERIOR DESIGN | FALSE | Room Noise¦Max NC | Noise_NC_MAX | TRUE | 629b571a-1c14-443c-b8e8-1130b5edb513 | 8eWyhw31luOnBP1kxveTP0Y+GrH4abGWo5P0Z021Rhw= | C:\Temp\vw\test data\ppmd_templates_LDDR1.rvt | 35
ppmd_templates_LDDR1.rvt | LDDR1 - INTERIOR DESIGN | FALSE | Room Noise¦SC | Noise_SC | TRUE | 44bf9cd1-070a-432c-87d9-26a3211cfe07 | 8eWyhw31luOnBP1kxveTP0Y+GrH4abGWo5P0Z021Rhw= | C:\Temp\vw\test data\ppmd_templates_LDDR1.rvt | 45
ppmd_templates_LDDR1.rvt | LDDR1 - MECHANICAL DESIGN | FALSE | Air Balance | Air_Balance | TRUE | 587b3cf9-4450-4d95-b8ef-0e93665dbd91 | 8eWyhw31luOnBP1kxveTP0Y+GrH4abGWo5P0Z021Rhw= | C:\Temp\vw\test data\ppmd_templates_LDDR1.rvt | ++
ppmd_templates_LDDR1.rvt | LDDR1 - MECHANICAL DESIGN | FALSE | Air Changes Total | Air_Changes_Total | TRUE | 3988d7f3-0f28-4410-866c-5bc65e1d842a | 8eWyhw31luOnBP1kxveTP0Y+GrH4abGWo5P0Z021Rhw= | C:\Temp\vw\test data\ppmd_templates_LDDR1.rvt | 25
ppmd_templates_LDDR1.rvt | LDDR1 - MECHANICAL DESIGN | FALSE | Air Changes OA | Air_Changes_OA | TRUE | b7af949f-3b64-4f85-9391-d9f17dcaad1e | 8eWyhw31luOnBP1kxveTP0Y+GrH4abGWo5P0Z021Rhw= | C:\Temp\vw\test data\ppmd_templates_LDDR1.rvt | 5
ppmd_templates_LDDR1.rvt | LDDR1 - MECHANICAL DESIGN | FALSE | 100% Exhaust Air | Exhaust_Air_100% | TRUE | 62b97784-583b-47d5-90a3-a90bbb961b6e | 8eWyhw31luOnBP1kxveTP0Y+GrH4abGWo5P0Z021Rhw= | C:\Temp\vw\test data\ppmd_templates_LDDR1.rvt | -
ppmd_templates_LDDR1.rvt | LDDR1 - MECHANICAL DESIGN | FALSE | Summer Temp¦F | Temp_Summer_F | TRUE | 1cbf6964-bd0f-4852-b367-ef4828e2e2cc | 8eWyhw31luOnBP1kxveTP0Y+GrH4abGWo5P0Z021Rhw= | C:\Temp\vw\test data\ppmd_templates_LDDR1.rvt
ppmd_templates_LDDR1.rvt | LDDR1 - MECHANICAL DESIGN | FALSE | Summer Temp¦C | Temp_Summer_C | FALSE |  | 8eWyhw31luOnBP1kxveTP0Y+GrH4abGWo5P0Z021Rhw= | C:\Temp\vw\test data\ppmd_templates_LDDR1.rvt
ppmd_templates_LDDR1.rvt | LDDR1 - MECHANICAL DESIGN | FALSE | Summer Temp¦Note | Temp_Summer_Note | TRUE | 6248fa3c-bb43-4e1c-91bb-60e102e573b7 | 8eWyhw31luOnBP1kxveTP0Y+GrH4abGWo5P0Z021Rhw= | C:\Temp\vw\test data\ppmd_templates_LDDR1.rvt | R
ppmd_templates_LDDR1.rvt | LDDR1 - MECHANICAL DESIGN | FALSE | Winter Temp¦F | Temp_Winter_F | TRUE | b4f9888f-41ad-47ef-a6af-145b3de732c9 | 8eWyhw31luOnBP1kxveTP0Y+GrH4abGWo5P0Z021Rhw= | C:\Temp\vw\test data\ppmd_templates_LDDR1.rvt | 73
ppmd_templates_LDDR1.rvt | LDDR1 - MECHANICAL DESIGN | FALSE | Winter Temp¦C | Temp_Winter_C | FALSE |  | 8eWyhw31luOnBP1kxveTP0Y+GrH4abGWo5P0Z021Rhw= | C:\Temp\vw\test data\ppmd_templates_LDDR1.rvt | 23
ppmd_templates_LDDR1.rvt | LDDR1 - MECHANICAL DESIGN | FALSE | Winter Temp¦Note | Temp_Winter_Note | TRUE | aacd83fc-f530-464e-b089-01667d3c52cd | 8eWyhw31luOnBP1kxveTP0Y+GrH4abGWo5P0Z021Rhw= | C:\Temp\vw\test data\ppmd_templates_LDDR1.rvt | R
ppmd_templates_LDDR1.rvt | LDDR1 - MECHANICAL DESIGN | FALSE | Max Relative Humidity | Relative_Humidity | TRUE | 36ead6c1-4384-4a65-8654-06a60aef94cb | 8eWyhw31luOnBP1kxveTP0Y+GrH4abGWo5P0Z021Rhw= | C:\Temp\vw\test data\ppmd_templates_LDDR1.rvt | Y
ppmd_templates_LDDR1.rvt | LDDR1 - MECHANICAL DESIGN | FALSE | Filtration¦Interm % | Filtration_Inter_% | TRUE | 4f03ad65-f905-419e-a0cf-8f58fe921fbc | 8eWyhw31luOnBP1kxveTP0Y+GrH4abGWo5P0Z021Rhw= | C:\Temp\vw\test data\ppmd_templates_LDDR1.rvt | 14
ppmd_templates_LDDR1.rvt | LDDR1 - MECHANICAL DESIGN | FALSE | Filtration¦Final % | Filtration_Final_% | TRUE | cc736e5f-46f5-476a-8d0a-ceb32d8d4e5a | 8eWyhw31luOnBP1kxveTP0Y+GrH4abGWo5P0Z021Rhw= | C:\Temp\vw\test data\ppmd_templates_LDDR1.rvt | 14
ppmd_templates_LDDR1.rvt | LDDR1 - MECHANICAL DESIGN | FALSE | Notes | Mech_Notes | TRUE | a32df790-0ab9-4c4a-b19c-511c2eef6d56 | 8eWyhw31luOnBP1kxveTP0Y+GrH4abGWo5P0Z021Rhw= | C:\Temp\vw\test data\ppmd_templates_LDDR1.rvt | C
ppmd_templates_LDDR1.rvt | LDDR1 - MEDICAL GAS DESIGN | FALSE | MCA | MedGas_MCA | TRUE | 3b23ea7f-b9f1-4749-8a2b-eb6a4fab4cdc | 8eWyhw31luOnBP1kxveTP0Y+GrH4abGWo5P0Z021Rhw= | C:\Temp\vw\test data\ppmd_templates_LDDR1.rvt | 7
ppmd_templates_LDDR1.rvt | LDDR1 - MEDICAL GAS DESIGN | FALSE | DCA | MedGas_DCA | TRUE | 20dc9c73-7465-4e8a-8300-4a8b5a46a91c | 8eWyhw31luOnBP1kxveTP0Y+GrH4abGWo5P0Z021Rhw= | C:\Temp\vw\test data\ppmd_templates_LDDR1.rvt | -
ppmd_templates_LDDR1.rvt | LDDR1 - MEDICAL GAS DESIGN | FALSE | LA | MedGas_LA | TRUE | 99801083-d820-4c5f-ad07-ab168e1bbda0 | 8eWyhw31luOnBP1kxveTP0Y+GrH4abGWo5P0Z021Rhw= | C:\Temp\vw\test data\ppmd_templates_LDDR1.rvt | -
ppmd_templates_LDDR1.rvt | LDDR1 - MEDICAL GAS DESIGN | FALSE | PA | MedGas_PA | TRUE | 55793ba6-1647-428e-86f6-5ce4153c7f2e | 8eWyhw31luOnBP1kxveTP0Y+GrH4abGWo5P0Z021Rhw= | C:\Temp\vw\test data\ppmd_templates_LDDR1.rvt | -
ppmd_templates_LDDR1.rvt | LDDR1 - MEDICAL GAS DESIGN | FALSE | MV | MedGas_MV | TRUE | 0a0bec6d-9172-4a2c-9fb3-7616a08f677a | 8eWyhw31luOnBP1kxveTP0Y+GrH4abGWo5P0Z021Rhw= | C:\Temp\vw\test data\ppmd_templates_LDDR1.rvt | 13
ppmd_templates_LDDR1.rvt | LDDR1 - MEDICAL GAS DESIGN | FALSE | DHV | MedGas_DHV | TRUE | 79779898-9917-494b-a027-0013b44e14f1 | 8eWyhw31luOnBP1kxveTP0Y+GrH4abGWo5P0Z021Rhw= | C:\Temp\vw\test data\ppmd_templates_LDDR1.rvt | -
ppmd_templates_LDDR1.rvt | LDDR1 - MEDICAL GAS DESIGN | FALSE | DLV | MedGas_DLV | TRUE | bcdcef93-2e56-440a-a8f7-e9973eadba59 | 8eWyhw31luOnBP1kxveTP0Y+GrH4abGWo5P0Z021Rhw= | C:\Temp\vw\test data\ppmd_templates_LDDR1.rvt | -
ppmd_templates_LDDR1.rvt | LDDR1 - MEDICAL GAS DESIGN | FALSE | LDE | MedGas_LDE | TRUE | cc6496eb-fa04-4455-81d4-1dfb1e6aaa52 | 8eWyhw31luOnBP1kxveTP0Y+GrH4abGWo5P0Z021Rhw= | C:\Temp\vw\test data\ppmd_templates_LDDR1.rvt | -
ppmd_templates_LDDR1.rvt | LDDR1 - MEDICAL GAS DESIGN | FALSE | OX | MedGas_OX | TRUE | 59f6c2e0-639e-4476-adf0-a5c19b1199db | 8eWyhw31luOnBP1kxveTP0Y+GrH4abGWo5P0Z021Rhw= | C:\Temp\vw\test data\ppmd_templates_LDDR1.rvt | 5
ppmd_templates_LDDR1.rvt | LDDR1 - MEDICAL GAS DESIGN | FALSE | NO | MedGas_NO | TRUE | 1f31b342-99ad-494b-90ce-f27b8fc04b75 | 8eWyhw31luOnBP1kxveTP0Y+GrH4abGWo5P0Z021Rhw= | C:\Temp\vw\test data\ppmd_templates_LDDR1.rvt | 2
ppmd_templates_LDDR1.rvt | LDDR1 - MEDICAL GAS DESIGN | FALSE | NI | MedGas_NI | TRUE | ea24567d-1f4e-45f9-907f-a79ef8b323b1 | 8eWyhw31luOnBP1kxveTP0Y+GrH4abGWo5P0Z021Rhw= | C:\Temp\vw\test data\ppmd_templates_LDDR1.rvt | 2
ppmd_templates_LDDR1.rvt | LDDR1 - MEDICAL GAS DESIGN | FALSE | WAGD | MedGas_WAGD | TRUE | 1aa3572e-5073-44b4-acb3-ff8739230b69 | 8eWyhw31luOnBP1kxveTP0Y+GrH4abGWo5P0Z021Rhw= | C:\Temp\vw\test data\ppmd_templates_LDDR1.rvt | 2
ppmd_templates_LDDR1.rvt | LDDR1 - MEDICAL GAS DESIGN | FALSE | Notes1 | MedGas_Notes | TRUE | 69d1283f-21ef-46f3-9ebb-e36d00ef4da3 | 8eWyhw31luOnBP1kxveTP0Y+GrH4abGWo5P0Z021Rhw= | C:\Temp\vw\test data\ppmd_templates_LDDR1.rvt | C
ppmd_templates_LDDR1.rvt | LDDR1 - MEDICAL GAS DESIGN | FALSE | Notes2 | MedGas_Notes2 | TRUE | 867f4341-094b-4cc7-b128-8c28392e09cd | 8eWyhw31luOnBP1kxveTP0Y+GrH4abGWo5P0Z021Rhw= | C:\Temp\vw\test data\ppmd_templates_LDDR1.rvt | D
ppmd_templates_LDDR1.rvt | LDDR1 - STRUCTURAL DESIGN | FALSE | Structural Load¦psf | Str_FloorLoad_psf | TRUE | 654b90c9-d71e-4bcd-9f27-a1532becca95 | 8eWyhw31luOnBP1kxveTP0Y+GrH4abGWo5P0Z021Rhw= | C:\Temp\vw\test data\ppmd_templates_LDDR1.rvt | 60
ppmd_templates_LDDR1.rvt | LDDR1 - STRUCTURAL DESIGN | FALSE | Structural Load¦kPA | Str_FloorLoad_kPA | FALSE |  | 8eWyhw31luOnBP1kxveTP0Y+GrH4abGWo5P0Z021Rhw= | C:\Temp\vw\test data\ppmd_templates_LDDR1.rvt | 3
ppmd_templates_LDDR1.rvt | LDDR1 - STRUCTURAL DESIGN | FALSE | Notes | Str_Notes | TRUE | 509b36e6-cf53-4158-b357-61e3cedd6faa | 8eWyhw31luOnBP1kxveTP0Y+GrH4abGWo5P0Z021Rhw= | C:\Temp\vw\test data\ppmd_templates_LDDR1.rvt
ppmd_templates_LDEP1.rvt | LDEP1 - DATA/TELEPHONE EQUIPMENT | FALSE | JSN | JSN | TRUE | 8632cd76-2ab9-457d-8db7-39197de446a2 | ZgsFhOkHWAj61FH4mMW2QIqBo0V3ELtDxumhxJ5larM= | C:\Temp\vw\test data\ppmd_templates_LDEP1.rvt
ppmd_templates_LDEP1.rvt | LDEP1 - DATA/TELEPHONE EQUIPMENT | FALSE | Nomenclature | Nomenclature | TRUE | f004b755-1952-4a21-a1c1-98f41ef6a86c | ZgsFhOkHWAj61FH4mMW2QIqBo0V3ELtDxumhxJ5larM= | C:\Temp\vw\test data\ppmd_templates_LDEP1.rvt
ppmd_templates_LDEP1.rvt | LDEP1 - DATA/TELEPHONE EQUIPMENT | FALSE | Qty | Count | FALSE |  | ZgsFhOkHWAj61FH4mMW2QIqBo0V3ELtDxumhxJ5larM= | C:\Temp\vw\test data\ppmd_templates_LDEP1.rvt
ppmd_templates_LDEP1.rvt | LDEP1 - DATA/TELEPHONE EQUIPMENT | FALSE | Logistics¦AR | CAT_Army | TRUE | fa0e0053-bcc4-42e8-881f-6a4690f994c9 | ZgsFhOkHWAj61FH4mMW2QIqBo0V3ELtDxumhxJ5larM= | C:\Temp\vw\test data\ppmd_templates_LDEP1.rvt
ppmd_templates_LDEP1.rvt | LDEP1 - DATA/TELEPHONE EQUIPMENT | FALSE | Logistics¦NV | CAT_Navy | TRUE | 183e77a6-b75d-41a5-8f81-f6abfee236ec | ZgsFhOkHWAj61FH4mMW2QIqBo0V3ELtDxumhxJ5larM= | C:\Temp\vw\test data\ppmd_templates_LDEP1.rvt
ppmd_templates_LDEP1.rvt | LDEP1 - DATA/TELEPHONE EQUIPMENT | FALSE | Logistics¦AF | CAT_AF | TRUE | 053816d3-2f83-4e72-9b30-0a25ff75573f | ZgsFhOkHWAj61FH4mMW2QIqBo0V3ELtDxumhxJ5larM= | C:\Temp\vw\test data\ppmd_templates_LDEP1.rvt
ppmd_templates_LDEP1.rvt | LDEP1 - DATA/TELEPHONE EQUIPMENT | FALSE | Logistics¦VA | CAT_VA | TRUE | abab06e0-bc20-4958-a9a7-acf73c376614 | ZgsFhOkHWAj61FH4mMW2QIqBo0V3ELtDxumhxJ5larM= | C:\Temp\vw\test data\ppmd_templates_LDEP1.rvt
ppmd_templates_LDEP1.rvt | LDEP1 - ELECTRICAL DESIGN | FALSE | Lighting¦LUX1 | Light_Level_LUX | TRUE | fc853981-f613-4f05-81bd-e48fb947424b | ZgsFhOkHWAj61FH4mMW2QIqBo0V3ELtDxumhxJ5larM= | C:\Temp\vw\test data\ppmd_templates_LDEP1.rvt
ppmd_templates_LDEP1.rvt | LDEP1 - ELECTRICAL DESIGN | FALSE | Lighting¦Footcandles1 | Light_Level_FC | FALSE |  | ZgsFhOkHWAj61FH4mMW2QIqBo0V3ELtDxumhxJ5larM= | C:\Temp\vw\test data\ppmd_templates_LDEP1.rvt
ppmd_templates_LDEP1.rvt | LDEP1 - ELECTRICAL DESIGN | FALSE | Lighting¦LUX2 | Light_Level_LUX2 | TRUE | 172f1cff-58cc-41cd-b888-0e7a81d2bf40 | ZgsFhOkHWAj61FH4mMW2QIqBo0V3ELtDxumhxJ5larM= | C:\Temp\vw\test data\ppmd_templates_LDEP1.rvt
ppmd_templates_LDEP1.rvt | LDEP1 - ELECTRICAL DESIGN | FALSE | Lighting¦Footcandles2 | Light_Level_FC2 | FALSE |  | ZgsFhOkHWAj61FH4mMW2QIqBo0V3ELtDxumhxJ5larM= | C:\Temp\vw\test data\ppmd_templates_LDEP1.rvt
ppmd_templates_LDEP1.rvt | LDEP1 - ELECTRICAL DESIGN | FALSE | Lighting¦Notes | Light_Notes | TRUE | a36245ac-ea57-45c2-bac5-bed4d04a4f78 | ZgsFhOkHWAj61FH4mMW2QIqBo0V3ELtDxumhxJ5larM= | C:\Temp\vw\test data\ppmd_templates_LDEP1.rvt
ppmd_templates_LDEP1.rvt | LDEP1 - ELECTRICAL DESIGN | FALSE | Lighting¦Notes2 | Light_Notes2 | TRUE | 6d0b4891-ce4c-45f8-9560-387866098a10 | ZgsFhOkHWAj61FH4mMW2QIqBo0V3ELtDxumhxJ5larM= | C:\Temp\vw\test data\ppmd_templates_LDEP1.rvt
ppmd_templates_LDEP1.rvt | LDEP1 - ELECTRICAL DESIGN | FALSE | Essential Power¦% Power | ES_Power% | TRUE | 7cbfe71a-865f-4cf4-b400-c67e3939439b | ZgsFhOkHWAj61FH4mMW2QIqBo0V3ELtDxumhxJ5larM= | C:\Temp\vw\test data\ppmd_templates_LDEP1.rvt
ppmd_templates_LDEP1.rvt | LDEP1 - ELECTRICAL DESIGN | FALSE | Essential Power¦% Light | ES_Light% | TRUE | af00a8bb-40cb-434a-a7e5-b4140f3c844f | ZgsFhOkHWAj61FH4mMW2QIqBo0V3ELtDxumhxJ5larM= | C:\Temp\vw\test data\ppmd_templates_LDEP1.rvt
ppmd_templates_LDEP1.rvt | LDEP1 - ELECTRICAL DESIGN | FALSE | Essential Power¦Notes | ES_Notes | TRUE | 0c3ae867-1060-40b5-bb68-261d16a167a0 | ZgsFhOkHWAj61FH4mMW2QIqBo0V3ELtDxumhxJ5larM= | C:\Temp\vw\test data\ppmd_templates_LDEP1.rvt
ppmd_templates_LDEP1.rvt | LDEP1 - EQUIPMENT SCHEDULE | TRUE | JSN | JSN | TRUE | 8632cd76-2ab9-457d-8db7-39197de446a2 | ZgsFhOkHWAj61FH4mMW2QIqBo0V3ELtDxumhxJ5larM= | C:\Temp\vw\test data\ppmd_templates_LDEP1.rvt | A1066¦A5075¦A5080¦A5106¦A5145¦A5180¦E0945¦E0948¦E0963¦F0205¦F0340¦F2010¦F3200¦M0750¦M0755¦M0765¦M1620¦M1801¦M3073¦M4116¦M4660¦M7401¦M7820¦P3100¦X2125
ppmd_templates_LDEP1.rvt | LDEP1 - EQUIPMENT SCHEDULE | TRUE | Nomenclature | Nomenclature | TRUE | f004b755-1952-4a21-a1c1-98f41ef6a86c | ZgsFhOkHWAj61FH4mMW2QIqBo0V3ELtDxumhxJ5larM= | C:\Temp\vw\test data\ppmd_templates_LDEP1.rvt | Mirror, Float Glass, With SS Frame¦Dispenser, Soap, Disposable¦Dispenser, Paper Towel, SS, Surface Mounted¦Waste Disposal Unit, Sharps w/Glove Dispenser¦Hook, Garment, Double, SS, Surface Mounted¦Track, Cubicle, Surface Mounted, With Curtain¦Mobile, Workstation¦Cart, General Storage, Mobile, 42"H x 32"W x 22"D¦Cart, General Storage, Mobile¦Chair, Side With Arms¦Stool, Self Adjusting¦Basket, Wastepaper, Step-On¦Clock, Battery, 12" Diameter¦Flowmeter, Air, Connect w/50 PSI Supply¦Flowmeter, Oxygen, Low Flow¦Regulator, Vacuum¦Holder, Chart, Patient, Wall or Door Mounted¦Computer, Microprocessing, w/Flat Panel Monitor¦Container, Biohazard Waste, Step-on, Fire Safe¦Monitor, Vital Signs¦Stretcher, Recovery, Labor¦Light, Exam, Mobile, Spotlight, Mobile Stand¦Monitor, Fetal, Bedside/Stand Alone¦Lavatory, Vitreous China, Slab Type¦Ultrasound Machine
ppmd_templates_LDEP1.rvt | LDEP1 - EQUIPMENT SCHEDULE | TRUE | Qty | Count | FALSE |  | ZgsFhOkHWAj61FH4mMW2QIqBo0V3ELtDxumhxJ5larM= | C:\Temp\vw\test data\ppmd_templates_LDEP1.rvt | 1¦1¦1¦1¦1¦1¦1¦1¦1¦1¦1¦2¦1¦1¦1¦1¦1¦1¦1¦1¦1¦1¦1¦1¦1
ppmd_templates_LDEP1.rvt | LDEP1 - EQUIPMENT SCHEDULE | TRUE | LF | Comments | FALSE |  | ZgsFhOkHWAj61FH4mMW2QIqBo0V3ELtDxumhxJ5larM= | C:\Temp\vw\test data\ppmd_templates_LDEP1.rvt | 12'-0"
ppmd_templates_LDEP1.rvt | LDEP1 - EQUIPMENT SCHEDULE | TRUE | Logistics¦AR | CAT_Army | TRUE | fa0e0053-bcc4-42e8-881f-6a4690f994c9 | ZgsFhOkHWAj61FH4mMW2QIqBo0V3ELtDxumhxJ5larM= | C:\Temp\vw\test data\ppmd_templates_LDEP1.rvt | A¦C¦A¦C¦A¦A¦C¦C¦C¦C¦C¦C¦C¦C¦C¦C¦A¦C¦C¦C¦C¦C¦C¦A¦C
ppmd_templates_LDEP1.rvt | LDEP1 - EQUIPMENT SCHEDULE | TRUE | Logistics¦NA | CAT_Navy | TRUE | 183e77a6-b75d-41a5-8f81-f6abfee236ec | ZgsFhOkHWAj61FH4mMW2QIqBo0V3ELtDxumhxJ5larM= | C:\Temp\vw\test data\ppmd_templates_LDEP1.rvt | A¦C¦A¦A¦A¦A¦C¦C¦C¦C¦C¦C¦C¦C¦C¦C¦A¦C¦C¦C¦C¦C¦C¦A¦C
ppmd_templates_LDEP1.rvt | LDEP1 - EQUIPMENT SCHEDULE | TRUE | Logistics¦AF | CAT_AF | TRUE | 053816d3-2f83-4e72-9b30-0a25ff75573f | ZgsFhOkHWAj61FH4mMW2QIqBo0V3ELtDxumhxJ5larM= | C:\Temp\vw\test data\ppmd_templates_LDEP1.rvt | A¦C¦A¦C¦A¦A¦C¦C¦C¦C¦C¦C¦C¦C¦C¦C¦A¦C¦C¦C¦C¦C¦C¦A¦C
ppmd_templates_LDEP1.rvt | LDEP1 - EQUIPMENT SCHEDULE | TRUE | Logistics¦VA | CAT_VA | TRUE | abab06e0-bc20-4958-a9a7-acf73c376614 | ZgsFhOkHWAj61FH4mMW2QIqBo0V3ELtDxumhxJ5larM= | C:\Temp\vw\test data\ppmd_templates_LDEP1.rvt | A¦C¦A¦C¦A¦A¦C¦C¦C¦C¦C¦C¦C¦C¦C¦C¦A¦C¦C¦C¦C¦-¦C¦A¦C
ppmd_templates_LDEP1.rvt | LDEP1 - EQUIPMENT SCHEDULE | TRUE | Utilities¦1 | UTIL_1_WaterDrain | TRUE | 594b780e-c62e-473b-9f66-4d3db2fa1b7f | ZgsFhOkHWAj61FH4mMW2QIqBo0V3ELtDxumhxJ5larM= | C:\Temp\vw\test data\ppmd_templates_LDEP1.rvt | -¦-¦-¦-¦-¦-¦-¦-¦-¦-¦-¦-¦-¦-¦-¦-¦-¦-¦-¦-¦-¦-¦-¦D¦-
ppmd_templates_LDEP1.rvt | LDEP1 - EQUIPMENT SCHEDULE | TRUE | Utilities¦2 | UTIL_2_Elec | TRUE | 28082216-138e-4a2f-9824-e96dbd7e3cd0 | ZgsFhOkHWAj61FH4mMW2QIqBo0V3ELtDxumhxJ5larM= | C:\Temp\vw\test data\ppmd_templates_LDEP1.rvt | -¦-¦-¦-¦-¦-¦-¦-¦-¦-¦-¦-¦-¦-¦-¦-¦-¦A¦-¦A¦-¦A¦A¦-¦-
ppmd_templates_LDEP1.rvt | LDEP1 - EQUIPMENT SCHEDULE | TRUE | Utilities¦3 | UTIL_3_MedGas | TRUE | 22af1ef2-54f0-4b6e-b40a-7064dfb8769c | ZgsFhOkHWAj61FH4mMW2QIqBo0V3ELtDxumhxJ5larM= | C:\Temp\vw\test data\ppmd_templates_LDEP1.rvt | -¦-¦-¦-¦-¦-¦-¦-¦-¦-¦-¦-¦-¦K¦A¦B¦-¦-¦-¦-¦-¦-¦-¦-¦-
ppmd_templates_LDEP1.rvt | LDEP1 - EQUIPMENT SCHEDULE | TRUE | Utilities¦4 | UTIL_4_MiscGas | TRUE | 745b8c3e-fd4a-4430-994a-d25826e1e484 | ZgsFhOkHWAj61FH4mMW2QIqBo0V3ELtDxumhxJ5larM= | C:\Temp\vw\test data\ppmd_templates_LDEP1.rvt | -¦-¦-¦-¦-¦-¦-¦-¦-¦-¦-¦-¦-¦-¦-¦-¦-¦-¦-¦-¦-¦-¦-¦-¦-
ppmd_templates_LDEP1.rvt | LDEP1 - EQUIPMENT SCHEDULE | TRUE | Utilities¦5 | UTIL_5_NonMedGas | TRUE | 323edf97-d058-44ef-a0fb-1836c80554d8 | ZgsFhOkHWAj61FH4mMW2QIqBo0V3ELtDxumhxJ5larM= | C:\Temp\vw\test data\ppmd_templates_LDEP1.rvt | -¦-¦-¦-¦-¦-¦-¦-¦-¦-¦-¦-¦-¦-¦-¦-¦-¦-¦-¦-¦-¦-¦-¦-¦-
ppmd_templates_LDEP1.rvt | LDEP1 - EQUIPMENT SCHEDULE | TRUE | Utilities¦6 | UTIL_6_Misc | TRUE | 38083e2d-8ba3-4868-9752-742b7a4a9586 | ZgsFhOkHWAj61FH4mMW2QIqBo0V3ELtDxumhxJ5larM= | C:\Temp\vw\test data\ppmd_templates_LDEP1.rvt | -¦-¦-¦-¦-¦-¦-¦-¦-¦-¦-¦-¦-¦-¦-¦-¦-¦-¦-¦-¦-¦-¦D¦-¦-
ppmd_templates_LDEP1.rvt | LDEP1 - INTERIOR DESIGN | FALSE | Floor Finish¦Preferred | Floor Finish | FALSE |  | ZgsFhOkHWAj61FH4mMW2QIqBo0V3ELtDxumhxJ5larM= | C:\Temp\vw\test data\ppmd_templates_LDEP1.rvt | UT
ppmd_templates_LDEP1.rvt | LDEP1 - INTERIOR DESIGN | FALSE | Floor Finish¦Alternate | Floor Finish2 | TRUE | 4030719d-a272-441a-8bfa-d5eb510a1687 | ZgsFhOkHWAj61FH4mMW2QIqBo0V3ELtDxumhxJ5larM= | C:\Temp\vw\test data\ppmd_templates_LDEP1.rvt | US
ppmd_templates_LDEP1.rvt | LDEP1 - INTERIOR DESIGN | FALSE | Wall Finish¦Preferred | Wall Finish | FALSE |  | ZgsFhOkHWAj61FH4mMW2QIqBo0V3ELtDxumhxJ5larM= | C:\Temp\vw\test data\ppmd_templates_LDEP1.rvt | GLG
ppmd_templates_LDEP1.rvt | LDEP1 - INTERIOR DESIGN | FALSE | Wall Finish¦Alternate | Wall Finish2 | TRUE | 5a49d499-57b3-4e1f-afc0-4c041c862be1 | ZgsFhOkHWAj61FH4mMW2QIqBo0V3ELtDxumhxJ5larM= | C:\Temp\vw\test data\ppmd_templates_LDEP1.rvt
ppmd_templates_LDEP1.rvt | LDEP1 - INTERIOR DESIGN | FALSE | Ceiling Finish¦Preferred | Ceiling Finish | FALSE |  | ZgsFhOkHWAj61FH4mMW2QIqBo0V3ELtDxumhxJ5larM= | C:\Temp\vw\test data\ppmd_templates_LDEP1.rvt | AT2
ppmd_templates_LDEP1.rvt | LDEP1 - INTERIOR DESIGN | FALSE | Ceiling Finish¦Alternate | Ceiling Finish2 | TRUE | acb31fd1-378b-4329-97b0-400ae39b5bc4 | ZgsFhOkHWAj61FH4mMW2QIqBo0V3ELtDxumhxJ5larM= | C:\Temp\vw\test data\ppmd_templates_LDEP1.rvt
ppmd_templates_LDEP1.rvt | LDEP1 - INTERIOR DESIGN | FALSE | Room Height¦ft - in | Ceiling_Hgt_IP | TRUE | 9f14ca4f-2465-4385-a17c-7aa549f64c09 | ZgsFhOkHWAj61FH4mMW2QIqBo0V3ELtDxumhxJ5larM= | C:\Temp\vw\test data\ppmd_templates_LDEP1.rvt | 8' - 0"
ppmd_templates_LDEP1.rvt | LDEP1 - INTERIOR DESIGN | FALSE | Room Noise¦Min NC | Noise_NC_MIN | TRUE | 8c49df6c-7d6b-49fd-9459-f57d0921d704 | ZgsFhOkHWAj61FH4mMW2QIqBo0V3ELtDxumhxJ5larM= | C:\Temp\vw\test data\ppmd_templates_LDEP1.rvt | 30
ppmd_templates_LDEP1.rvt | LDEP1 - INTERIOR DESIGN | FALSE | Room Noise¦Max NC | Noise_NC_MAX | TRUE | 629b571a-1c14-443c-b8e8-1130b5edb513 | ZgsFhOkHWAj61FH4mMW2QIqBo0V3ELtDxumhxJ5larM= | C:\Temp\vw\test data\ppmd_templates_LDEP1.rvt | 40
ppmd_templates_LDEP1.rvt | LDEP1 - INTERIOR DESIGN | FALSE | Room Noise¦SC | Noise_SC | TRUE | 44bf9cd1-070a-432c-87d9-26a3211cfe07 | ZgsFhOkHWAj61FH4mMW2QIqBo0V3ELtDxumhxJ5larM= | C:\Temp\vw\test data\ppmd_templates_LDEP1.rvt | 50
ppmd_templates_LDEP1.rvt | LDEP1 - MECHANICAL DESIGN | FALSE | Air Balance | Air_Balance | TRUE | 587b3cf9-4450-4d95-b8ef-0e93665dbd91 | ZgsFhOkHWAj61FH4mMW2QIqBo0V3ELtDxumhxJ5larM= | C:\Temp\vw\test data\ppmd_templates_LDEP1.rvt | 0
ppmd_templates_LDEP1.rvt | LDEP1 - MECHANICAL DESIGN | FALSE | Air Changes Total | Air_Changes_Total | TRUE | 3988d7f3-0f28-4410-866c-5bc65e1d842a | ZgsFhOkHWAj61FH4mMW2QIqBo0V3ELtDxumhxJ5larM= | C:\Temp\vw\test data\ppmd_templates_LDEP1.rvt | 6
ppmd_templates_LDEP1.rvt | LDEP1 - MECHANICAL DESIGN | FALSE | Air Changes OA | Air_Changes_OA | TRUE | b7af949f-3b64-4f85-9391-d9f17dcaad1e | ZgsFhOkHWAj61FH4mMW2QIqBo0V3ELtDxumhxJ5larM= | C:\Temp\vw\test data\ppmd_templates_LDEP1.rvt | 2
ppmd_templates_LDEP1.rvt | LDEP1 - MECHANICAL DESIGN | FALSE | 100% Exhaust Air | Exhaust_Air_100% | TRUE | 62b97784-583b-47d5-90a3-a90bbb961b6e | ZgsFhOkHWAj61FH4mMW2QIqBo0V3ELtDxumhxJ5larM= | C:\Temp\vw\test data\ppmd_templates_LDEP1.rvt
ppmd_templates_LDEP1.rvt | LDEP1 - MECHANICAL DESIGN | FALSE | Summer Temp¦F | Temp_Summer_F | TRUE | 1cbf6964-bd0f-4852-b367-ef4828e2e2cc | ZgsFhOkHWAj61FH4mMW2QIqBo0V3ELtDxumhxJ5larM= | C:\Temp\vw\test data\ppmd_templates_LDEP1.rvt | 75
ppmd_templates_LDEP1.rvt | LDEP1 - MECHANICAL DESIGN | FALSE | Summer Temp¦C | Temp_Summer_C | FALSE |  | ZgsFhOkHWAj61FH4mMW2QIqBo0V3ELtDxumhxJ5larM= | C:\Temp\vw\test data\ppmd_templates_LDEP1.rvt | 24
ppmd_templates_LDEP1.rvt | LDEP1 - MECHANICAL DESIGN | FALSE | Summer Temp¦Note | Temp_Summer_Note | TRUE | 6248fa3c-bb43-4e1c-91bb-60e102e573b7 | ZgsFhOkHWAj61FH4mMW2QIqBo0V3ELtDxumhxJ5larM= | C:\Temp\vw\test data\ppmd_templates_LDEP1.rvt
ppmd_templates_LDEP1.rvt | LDEP1 - MECHANICAL DESIGN | FALSE | Winter Temp¦F | Temp_Winter_F | TRUE | b4f9888f-41ad-47ef-a6af-145b3de732c9 | ZgsFhOkHWAj61FH4mMW2QIqBo0V3ELtDxumhxJ5larM= | C:\Temp\vw\test data\ppmd_templates_LDEP1.rvt | 75
ppmd_templates_LDEP1.rvt | LDEP1 - MECHANICAL DESIGN | FALSE | Winter Temp¦C | Temp_Winter_C | FALSE |  | ZgsFhOkHWAj61FH4mMW2QIqBo0V3ELtDxumhxJ5larM= | C:\Temp\vw\test data\ppmd_templates_LDEP1.rvt | 24
ppmd_templates_LDEP1.rvt | LDEP1 - MECHANICAL DESIGN | FALSE | Winter Temp¦Note | Temp_Winter_Note | TRUE | aacd83fc-f530-464e-b089-01667d3c52cd | ZgsFhOkHWAj61FH4mMW2QIqBo0V3ELtDxumhxJ5larM= | C:\Temp\vw\test data\ppmd_templates_LDEP1.rvt
ppmd_templates_LDEP1.rvt | LDEP1 - MECHANICAL DESIGN | FALSE | Max Relative Humidity | Relative_Humidity | TRUE | 36ead6c1-4384-4a65-8654-06a60aef94cb | ZgsFhOkHWAj61FH4mMW2QIqBo0V3ELtDxumhxJ5larM= | C:\Temp\vw\test data\ppmd_templates_LDEP1.rvt
ppmd_templates_LDEP1.rvt | LDEP1 - MECHANICAL DESIGN | FALSE | Filtration¦Interm % | Filtration_Inter_% | TRUE | 4f03ad65-f905-419e-a0cf-8f58fe921fbc | ZgsFhOkHWAj61FH4mMW2QIqBo0V3ELtDxumhxJ5larM= | C:\Temp\vw\test data\ppmd_templates_LDEP1.rvt | 14
ppmd_templates_LDEP1.rvt | LDEP1 - MECHANICAL DESIGN | FALSE | Filtration¦Final % | Filtration_Final_% | TRUE | cc736e5f-46f5-476a-8d0a-ceb32d8d4e5a | ZgsFhOkHWAj61FH4mMW2QIqBo0V3ELtDxumhxJ5larM= | C:\Temp\vw\test data\ppmd_templates_LDEP1.rvt
ppmd_templates_LDEP1.rvt | LDEP1 - MECHANICAL DESIGN | FALSE | Notes | Mech_Notes | TRUE | a32df790-0ab9-4c4a-b19c-511c2eef6d56 | ZgsFhOkHWAj61FH4mMW2QIqBo0V3ELtDxumhxJ5larM= | C:\Temp\vw\test data\ppmd_templates_LDEP1.rvt
ppmd_templates_LDEP1.rvt | LDEP1 - MEDICAL GAS DESIGN | FALSE | MCA | MedGas_MCA | TRUE | 3b23ea7f-b9f1-4749-8a2b-eb6a4fab4cdc | ZgsFhOkHWAj61FH4mMW2QIqBo0V3ELtDxumhxJ5larM= | C:\Temp\vw\test data\ppmd_templates_LDEP1.rvt | 1
ppmd_templates_LDEP1.rvt | LDEP1 - MEDICAL GAS DESIGN | FALSE | DCA | MedGas_DCA | TRUE | 20dc9c73-7465-4e8a-8300-4a8b5a46a91c | ZgsFhOkHWAj61FH4mMW2QIqBo0V3ELtDxumhxJ5larM= | C:\Temp\vw\test data\ppmd_templates_LDEP1.rvt
ppmd_templates_LDEP1.rvt | LDEP1 - MEDICAL GAS DESIGN | FALSE | LA | MedGas_LA | TRUE | 99801083-d820-4c5f-ad07-ab168e1bbda0 | ZgsFhOkHWAj61FH4mMW2QIqBo0V3ELtDxumhxJ5larM= | C:\Temp\vw\test data\ppmd_templates_LDEP1.rvt
ppmd_templates_LDEP1.rvt | LDEP1 - MEDICAL GAS DESIGN | FALSE | PA | MedGas_PA | TRUE | 55793ba6-1647-428e-86f6-5ce4153c7f2e | ZgsFhOkHWAj61FH4mMW2QIqBo0V3ELtDxumhxJ5larM= | C:\Temp\vw\test data\ppmd_templates_LDEP1.rvt
ppmd_templates_LDEP1.rvt | LDEP1 - MEDICAL GAS DESIGN | FALSE | MV | MedGas_MV | TRUE | 0a0bec6d-9172-4a2c-9fb3-7616a08f677a | ZgsFhOkHWAj61FH4mMW2QIqBo0V3ELtDxumhxJ5larM= | C:\Temp\vw\test data\ppmd_templates_LDEP1.rvt | 1
ppmd_templates_LDEP1.rvt | LDEP1 - MEDICAL GAS DESIGN | FALSE | DHV | MedGas_DHV | TRUE | 79779898-9917-494b-a027-0013b44e14f1 | ZgsFhOkHWAj61FH4mMW2QIqBo0V3ELtDxumhxJ5larM= | C:\Temp\vw\test data\ppmd_templates_LDEP1.rvt
ppmd_templates_LDEP1.rvt | LDEP1 - MEDICAL GAS DESIGN | FALSE | DLV | MedGas_DLV | TRUE | bcdcef93-2e56-440a-a8f7-e9973eadba59 | ZgsFhOkHWAj61FH4mMW2QIqBo0V3ELtDxumhxJ5larM= | C:\Temp\vw\test data\ppmd_templates_LDEP1.rvt
ppmd_templates_LDEP1.rvt | LDEP1 - MEDICAL GAS DESIGN | FALSE | LDE | MedGas_LDE | TRUE | cc6496eb-fa04-4455-81d4-1dfb1e6aaa52 | ZgsFhOkHWAj61FH4mMW2QIqBo0V3ELtDxumhxJ5larM= | C:\Temp\vw\test data\ppmd_templates_LDEP1.rvt
ppmd_templates_LDEP1.rvt | LDEP1 - MEDICAL GAS DESIGN | FALSE | OX | MedGas_OX | TRUE | 59f6c2e0-639e-4476-adf0-a5c19b1199db | ZgsFhOkHWAj61FH4mMW2QIqBo0V3ELtDxumhxJ5larM= | C:\Temp\vw\test data\ppmd_templates_LDEP1.rvt | 1
ppmd_templates_LDEP1.rvt | LDEP1 - MEDICAL GAS DESIGN | FALSE | NO | MedGas_NO | TRUE | 1f31b342-99ad-494b-90ce-f27b8fc04b75 | ZgsFhOkHWAj61FH4mMW2QIqBo0V3ELtDxumhxJ5larM= | C:\Temp\vw\test data\ppmd_templates_LDEP1.rvt
ppmd_templates_LDEP1.rvt | LDEP1 - MEDICAL GAS DESIGN | FALSE | NI | MedGas_NI | TRUE | ea24567d-1f4e-45f9-907f-a79ef8b323b1 | ZgsFhOkHWAj61FH4mMW2QIqBo0V3ELtDxumhxJ5larM= | C:\Temp\vw\test data\ppmd_templates_LDEP1.rvt
ppmd_templates_LDEP1.rvt | LDEP1 - MEDICAL GAS DESIGN | FALSE | WAGD | MedGas_WAGD | TRUE | 1aa3572e-5073-44b4-acb3-ff8739230b69 | ZgsFhOkHWAj61FH4mMW2QIqBo0V3ELtDxumhxJ5larM= | C:\Temp\vw\test data\ppmd_templates_LDEP1.rvt
ppmd_templates_LDEP1.rvt | LDEP1 - MEDICAL GAS DESIGN | FALSE | Notes1 | MedGas_Notes | TRUE | 69d1283f-21ef-46f3-9ebb-e36d00ef4da3 | ZgsFhOkHWAj61FH4mMW2QIqBo0V3ELtDxumhxJ5larM= | C:\Temp\vw\test data\ppmd_templates_LDEP1.rvt | B
ppmd_templates_LDEP1.rvt | LDEP1 - MEDICAL GAS DESIGN | FALSE | Notes2 | MedGas_Notes2 | TRUE | 867f4341-094b-4cc7-b128-8c28392e09cd | ZgsFhOkHWAj61FH4mMW2QIqBo0V3ELtDxumhxJ5larM= | C:\Temp\vw\test data\ppmd_templates_LDEP1.rvt
ppmd_templates_LDEP1.rvt | LDEP1 - STRUCTURAL DESIGN | FALSE | Structural Load¦psf | Str_FloorLoad_psf | TRUE | 654b90c9-d71e-4bcd-9f27-a1532becca95 | ZgsFhOkHWAj61FH4mMW2QIqBo0V3ELtDxumhxJ5larM= | C:\Temp\vw\test data\ppmd_templates_LDEP1.rvt | 60
ppmd_templates_LDEP1.rvt | LDEP1 - STRUCTURAL DESIGN | FALSE | Structural Load¦kPA | Str_FloorLoad_kPA | FALSE |  | ZgsFhOkHWAj61FH4mMW2QIqBo0V3ELtDxumhxJ5larM= | C:\Temp\vw\test data\ppmd_templates_LDEP1.rvt | 3
ppmd_templates_LDEP1.rvt | LDEP1 - STRUCTURAL DESIGN | FALSE | Notes | Str_Notes | TRUE | 509b36e6-cf53-4158-b357-61e3cedd6faa | ZgsFhOkHWAj61FH4mMW2QIqBo0V3ELtDxumhxJ5larM= | C:\Temp\vw\test data\ppmd_templates_LDEP1.rvt
ppmd_templates_LDEP1.rvt | LDEP1/TLTU1 - DOOR SCHEDULE | FALSE | Mark | Construction Type | FALSE |  | ZgsFhOkHWAj61FH4mMW2QIqBo0V3ELtDxumhxJ5larM= | C:\Temp\vw\test data\ppmd_templates_LDEP1.rvt
ppmd_templates_LDEP1.rvt | LDEP1/TLTU1 - DOOR SCHEDULE | FALSE | Type | Family | FALSE |  | ZgsFhOkHWAj61FH4mMW2QIqBo0V3ELtDxumhxJ5larM= | C:\Temp\vw\test data\ppmd_templates_LDEP1.rvt | Single-Flush
ppmd_templates_LDEP1.rvt | LDEP1/TLTU1 - DOOR SCHEDULE | FALSE | Count | Count | FALSE |  | ZgsFhOkHWAj61FH4mMW2QIqBo0V3ELtDxumhxJ5larM= | C:\Temp\vw\test data\ppmd_templates_LDEP1.rvt | 2
ppmd_templates_LDEP1.rvt | LDEP1/TLTU1 - DOOR SCHEDULE | FALSE | Height¦ft - in | Height | FALSE |  | ZgsFhOkHWAj61FH4mMW2QIqBo0V3ELtDxumhxJ5larM= | C:\Temp\vw\test data\ppmd_templates_LDEP1.rvt | 7' - 0"
ppmd_templates_LDEP1.rvt | LDEP1/TLTU1 - DOOR SCHEDULE | FALSE | Width¦ft - in | Width | FALSE |  | ZgsFhOkHWAj61FH4mMW2QIqBo0V3ELtDxumhxJ5larM= | C:\Temp\vw\test data\ppmd_templates_LDEP1.rvt
ppmd_templates_LDEP1.rvt | LDEP1/TLTU1 - DOOR SCHEDULE | FALSE | Notes | Type Comments | FALSE |  | ZgsFhOkHWAj61FH4mMW2QIqBo0V3ELtDxumhxJ5larM= | C:\Temp\vw\test data\ppmd_templates_LDEP1.rvt
ppmd_templates_LDEP1.rvt | TLTU1 - EQUIPMENT SCHEDULE | TRUE | JSN | JSN | TRUE | 8632cd76-2ab9-457d-8db7-39197de446a2 | ZgsFhOkHWAj61FH4mMW2QIqBo0V3ELtDxumhxJ5larM= | C:\Temp\vw\test data\ppmd_templates_LDEP1.rvt | A1066¦A4995¦A5075¦A5080¦A5090¦A5109¦A5145¦A5202¦F2010¦P3000¦P9050
ppmd_templates_LDEP1.rvt | TLTU1 - EQUIPMENT SCHEDULE | TRUE | Nomenclature | Nomenclature | TRUE | f004b755-1952-4a21-a1c1-98f41ef6a86c | ZgsFhOkHWAj61FH4mMW2QIqBo0V3ELtDxumhxJ5larM= | C:\Temp\vw\test data\ppmd_templates_LDEP1.rvt | Mirror, Float Glass, With SS Frame¦Table, Diaper Changing, Wall Mounted¦Dispenser, Soap, Disposable¦Dispenser, Paper Towel, SS, Surface Mounted¦Disposal, Sanitary Napkin, SS, Surface Mounted¦Grab Bar, 1-1/4" Dia., SS, 2 Wall, W/C Accessible¦Hook, Garment, Double, SS, Surface Mounted¦Dispenser,Toilet Paper w/Utility Shelf, SS, 2-Roll¦Basket, Wastepaper, Step-On¦Lavatory, Vitreous China, Straight Back¦Toilet, Wall Hung, Siphon Jet
ppmd_templates_LDEP1.rvt | TLTU1 - EQUIPMENT SCHEDULE | TRUE | Qty | Count | FALSE |  | ZgsFhOkHWAj61FH4mMW2QIqBo0V3ELtDxumhxJ5larM= | C:\Temp\vw\test data\ppmd_templates_LDEP1.rvt | 1¦1¦1¦1¦1¦2¦1¦1¦1¦1¦1
ppmd_templates_LDEP1.rvt | TLTU1 - EQUIPMENT SCHEDULE | TRUE | LF | Comments | FALSE |  | ZgsFhOkHWAj61FH4mMW2QIqBo0V3ELtDxumhxJ5larM= | C:\Temp\vw\test data\ppmd_templates_LDEP1.rvt
ppmd_templates_LDEP1.rvt | TLTU1 - EQUIPMENT SCHEDULE | TRUE | Logistics¦AR | CAT_Army | TRUE | fa0e0053-bcc4-42e8-881f-6a4690f994c9 | ZgsFhOkHWAj61FH4mMW2QIqBo0V3ELtDxumhxJ5larM= | C:\Temp\vw\test data\ppmd_templates_LDEP1.rvt | A¦A¦C¦A¦A¦A¦A¦A¦C¦A¦A
ppmd_templates_LDEP1.rvt | TLTU1 - EQUIPMENT SCHEDULE | TRUE | Logistics¦NA | CAT_Navy | TRUE | 183e77a6-b75d-41a5-8f81-f6abfee236ec | ZgsFhOkHWAj61FH4mMW2QIqBo0V3ELtDxumhxJ5larM= | C:\Temp\vw\test data\ppmd_templates_LDEP1.rvt | A¦A¦C¦A¦A¦A¦A¦A¦C¦A¦A
ppmd_templates_LDEP1.rvt | TLTU1 - EQUIPMENT SCHEDULE | TRUE | Logistics¦AF | CAT_AF | TRUE | 053816d3-2f83-4e72-9b30-0a25ff75573f | ZgsFhOkHWAj61FH4mMW2QIqBo0V3ELtDxumhxJ5larM= | C:\Temp\vw\test data\ppmd_templates_LDEP1.rvt | A¦A¦C¦A¦A¦A¦A¦A¦C¦A¦A
ppmd_templates_LDEP1.rvt | TLTU1 - EQUIPMENT SCHEDULE | TRUE | Logistics¦VA | CAT_VA | TRUE | abab06e0-bc20-4958-a9a7-acf73c376614 | ZgsFhOkHWAj61FH4mMW2QIqBo0V3ELtDxumhxJ5larM= | C:\Temp\vw\test data\ppmd_templates_LDEP1.rvt | A¦A¦C¦A¦A¦A¦A¦A¦C¦A¦A
ppmd_templates_LDEP1.rvt | TLTU1 - EQUIPMENT SCHEDULE | TRUE | Utilities¦1 | UTIL_1_WaterDrain | TRUE | 594b780e-c62e-473b-9f66-4d3db2fa1b7f | ZgsFhOkHWAj61FH4mMW2QIqBo0V3ELtDxumhxJ5larM= | C:\Temp\vw\test data\ppmd_templates_LDEP1.rvt | -¦-¦-¦-¦-¦-¦-¦-¦-¦D¦B
ppmd_templates_LDEP1.rvt | TLTU1 - EQUIPMENT SCHEDULE | TRUE | Utilities¦2 | UTIL_2_Elec | TRUE | 28082216-138e-4a2f-9824-e96dbd7e3cd0 | ZgsFhOkHWAj61FH4mMW2QIqBo0V3ELtDxumhxJ5larM= | C:\Temp\vw\test data\ppmd_templates_LDEP1.rvt | -¦-¦-¦-¦-¦-¦-¦-¦-¦-¦-
ppmd_templates_LDEP1.rvt | TLTU1 - EQUIPMENT SCHEDULE | TRUE | Utilities¦3 | UTIL_3_MedGas | TRUE | 22af1ef2-54f0-4b6e-b40a-7064dfb8769c | ZgsFhOkHWAj61FH4mMW2QIqBo0V3ELtDxumhxJ5larM= | C:\Temp\vw\test data\ppmd_templates_LDEP1.rvt | -¦-¦-¦-¦-¦-¦-¦-¦-¦-¦-
ppmd_templates_LDEP1.rvt | TLTU1 - EQUIPMENT SCHEDULE | TRUE | Utilities¦4 | UTIL_4_MiscGas | TRUE | 745b8c3e-fd4a-4430-994a-d25826e1e484 | ZgsFhOkHWAj61FH4mMW2QIqBo0V3ELtDxumhxJ5larM= | C:\Temp\vw\test data\ppmd_templates_LDEP1.rvt | -¦-¦-¦-¦-¦-¦-¦-¦-¦-¦-
ppmd_templates_LDEP1.rvt | TLTU1 - EQUIPMENT SCHEDULE | TRUE | Utilities¦5 | UTIL_5_NonMedGas | TRUE | 323edf97-d058-44ef-a0fb-1836c80554d8 | ZgsFhOkHWAj61FH4mMW2QIqBo0V3ELtDxumhxJ5larM= | C:\Temp\vw\test data\ppmd_templates_LDEP1.rvt | -¦-¦-¦-¦-¦-¦-¦-¦-¦-¦-
ppmd_templates_LDEP1.rvt | TLTU1 - EQUIPMENT SCHEDULE | TRUE | Utilities¦6 | UTIL_6_Misc | TRUE | 38083e2d-8ba3-4868-9752-742b7a4a9586 | ZgsFhOkHWAj61FH4mMW2QIqBo0V3ELtDxumhxJ5larM= | C:\Temp\vw\test data\ppmd_templates_LDEP1.rvt | -¦-¦-¦-¦-¦-¦-¦-¦-¦-¦-
ppmd_templates_LDEP1.rvt | TLTU1 - INTERIOR DESIGN | FALSE | Floor Finish¦Preferred | Floor Finish | FALSE |  | ZgsFhOkHWAj61FH4mMW2QIqBo0V3ELtDxumhxJ5larM= | C:\Temp\vw\test data\ppmd_templates_LDEP1.rvt | CT
ppmd_templates_LDEP1.rvt | TLTU1 - INTERIOR DESIGN | FALSE | Floor Finish¦Alternate | Floor Finish2 | TRUE | 4030719d-a272-441a-8bfa-d5eb510a1687 | ZgsFhOkHWAj61FH4mMW2QIqBo0V3ELtDxumhxJ5larM= | C:\Temp\vw\test data\ppmd_templates_LDEP1.rvt | SP
ppmd_templates_LDEP1.rvt | TLTU1 - INTERIOR DESIGN | FALSE | Wall Finish¦Preferred | Wall Finish | FALSE |  | ZgsFhOkHWAj61FH4mMW2QIqBo0V3ELtDxumhxJ5larM= | C:\Temp\vw\test data\ppmd_templates_LDEP1.rvt | GPT
ppmd_templates_LDEP1.rvt | TLTU1 - INTERIOR DESIGN | FALSE | Wall Finish¦Alternate | Wall Finish2 | TRUE | 5a49d499-57b3-4e1f-afc0-4c041c862be1 | ZgsFhOkHWAj61FH4mMW2QIqBo0V3ELtDxumhxJ5larM= | C:\Temp\vw\test data\ppmd_templates_LDEP1.rvt | CT
ppmd_templates_LDEP1.rvt | TLTU1 - INTERIOR DESIGN | FALSE | Ceiling Finish¦Preferred | Ceiling Finish | FALSE |  | ZgsFhOkHWAj61FH4mMW2QIqBo0V3ELtDxumhxJ5larM= | C:\Temp\vw\test data\ppmd_templates_LDEP1.rvt | GPT
ppmd_templates_LDEP1.rvt | TLTU1 - INTERIOR DESIGN | FALSE | Ceiling Finish¦Alternate | Ceiling Finish2 | TRUE | acb31fd1-378b-4329-97b0-400ae39b5bc4 | ZgsFhOkHWAj61FH4mMW2QIqBo0V3ELtDxumhxJ5larM= | C:\Temp\vw\test data\ppmd_templates_LDEP1.rvt | AT1
ppmd_templates_LDEP1.rvt | TLTU1 - INTERIOR DESIGN | FALSE | Room Height¦ft - in | Ceiling_Hgt_IP | TRUE | 9f14ca4f-2465-4385-a17c-7aa549f64c09 | ZgsFhOkHWAj61FH4mMW2QIqBo0V3ELtDxumhxJ5larM= | C:\Temp\vw\test data\ppmd_templates_LDEP1.rvt | 8' - 0"
ppmd_templates_LDEP1.rvt | TLTU1 - INTERIOR DESIGN | FALSE | Room Noise¦Min NC | Noise_NC_MIN | TRUE | 8c49df6c-7d6b-49fd-9459-f57d0921d704 | ZgsFhOkHWAj61FH4mMW2QIqBo0V3ELtDxumhxJ5larM= | C:\Temp\vw\test data\ppmd_templates_LDEP1.rvt | 30
ppmd_templates_LDEP1.rvt | TLTU1 - INTERIOR DESIGN | FALSE | Room Noise¦Max NC | Noise_NC_MAX | TRUE | 629b571a-1c14-443c-b8e8-1130b5edb513 | ZgsFhOkHWAj61FH4mMW2QIqBo0V3ELtDxumhxJ5larM= | C:\Temp\vw\test data\ppmd_templates_LDEP1.rvt | 40
ppmd_templates_LDEP1.rvt | TLTU1 - INTERIOR DESIGN | FALSE | Room Noise¦SC | Noise_SC | TRUE | 44bf9cd1-070a-432c-87d9-26a3211cfe07 | ZgsFhOkHWAj61FH4mMW2QIqBo0V3ELtDxumhxJ5larM= | C:\Temp\vw\test data\ppmd_templates_LDEP1.rvt | 45
ppmd_templates_LDRP1.rvt | LDRP1 - DATA/TELEPHONE EQUIPMENT | FALSE | JSN | JSN | TRUE | 8632cd76-2ab9-457d-8db7-39197de446a2 | 68tSgluRqJuKDbBXxxmthvwArA8iieqB204Ee3kGjQY= | C:\Temp\vw\test data\ppmd_templates_LDRP1.rvt
ppmd_templates_LDRP1.rvt | LDRP1 - DATA/TELEPHONE EQUIPMENT | FALSE | Nomenclature | Nomenclature | TRUE | f004b755-1952-4a21-a1c1-98f41ef6a86c | 68tSgluRqJuKDbBXxxmthvwArA8iieqB204Ee3kGjQY= | C:\Temp\vw\test data\ppmd_templates_LDRP1.rvt
ppmd_templates_LDRP1.rvt | LDRP1 - DATA/TELEPHONE EQUIPMENT | FALSE | Qty | Count | FALSE |  | 68tSgluRqJuKDbBXxxmthvwArA8iieqB204Ee3kGjQY= | C:\Temp\vw\test data\ppmd_templates_LDRP1.rvt
ppmd_templates_LDRP1.rvt | LDRP1 - DATA/TELEPHONE EQUIPMENT | FALSE | Logistics¦AR | CAT_Army | TRUE | fa0e0053-bcc4-42e8-881f-6a4690f994c9 | 68tSgluRqJuKDbBXxxmthvwArA8iieqB204Ee3kGjQY= | C:\Temp\vw\test data\ppmd_templates_LDRP1.rvt
ppmd_templates_LDRP1.rvt | LDRP1 - DATA/TELEPHONE EQUIPMENT | FALSE | Logistics¦NA | CAT_Navy | TRUE | 183e77a6-b75d-41a5-8f81-f6abfee236ec | 68tSgluRqJuKDbBXxxmthvwArA8iieqB204Ee3kGjQY= | C:\Temp\vw\test data\ppmd_templates_LDRP1.rvt
ppmd_templates_LDRP1.rvt | LDRP1 - DATA/TELEPHONE EQUIPMENT | FALSE | Logistics¦AF | CAT_AF | TRUE | 053816d3-2f83-4e72-9b30-0a25ff75573f | 68tSgluRqJuKDbBXxxmthvwArA8iieqB204Ee3kGjQY= | C:\Temp\vw\test data\ppmd_templates_LDRP1.rvt
ppmd_templates_LDRP1.rvt | LDRP1 - DATA/TELEPHONE EQUIPMENT | FALSE | Logistics¦VA | CAT_VA | TRUE | abab06e0-bc20-4958-a9a7-acf73c376614 | 68tSgluRqJuKDbBXxxmthvwArA8iieqB204Ee3kGjQY= | C:\Temp\vw\test data\ppmd_templates_LDRP1.rvt
ppmd_templates_LDRP1.rvt | LDRP1 - DOOR SCHEDULE | FALSE | Mark | Construction Type | FALSE |  | 68tSgluRqJuKDbBXxxmthvwArA8iieqB204Ee3kGjQY= | C:\Temp\vw\test data\ppmd_templates_LDRP1.rvt | D¦B¦B¦B¦B¦B¦D
ppmd_templates_LDRP1.rvt | LDRP1 - DOOR SCHEDULE | FALSE | Type | Family | FALSE |  | 68tSgluRqJuKDbBXxxmthvwArA8iieqB204Ee3kGjQY= | C:\Temp\vw\test data\ppmd_templates_LDRP1.rvt | Double-Uneven¦Single-Flush¦Single-Flush¦Single-Flush¦Single-Flush¦Single-Flush¦Double-Uneven
ppmd_templates_LDRP1.rvt | LDRP1 - DOOR SCHEDULE | FALSE | Count | Count | FALSE |  | 68tSgluRqJuKDbBXxxmthvwArA8iieqB204Ee3kGjQY= | C:\Temp\vw\test data\ppmd_templates_LDRP1.rvt | 1¦1¦1¦1¦1¦1¦1
ppmd_templates_LDRP1.rvt | LDRP1 - DOOR SCHEDULE | FALSE | Height¦ft - in | Height | FALSE |  | 68tSgluRqJuKDbBXxxmthvwArA8iieqB204Ee3kGjQY= | C:\Temp\vw\test data\ppmd_templates_LDRP1.rvt | 7' - 0"¦7' - 0"¦7' - 0"¦7' - 0"¦7' - 0"¦7' - 0"¦7' - 0"
ppmd_templates_LDRP1.rvt | LDRP1 - DOOR SCHEDULE | FALSE | Width¦ft - in | Width | FALSE |  | 68tSgluRqJuKDbBXxxmthvwArA8iieqB204Ee3kGjQY= | C:\Temp\vw\test data\ppmd_templates_LDRP1.rvt | 4' - 6"¦3' - 6"¦3' - 6"¦3' - 6"¦3' - 6"¦3' - 6"¦4' - 6"
ppmd_templates_LDRP1.rvt | LDRP1 - DOOR SCHEDULE | FALSE | Notes | Type Comments | FALSE |  | 68tSgluRqJuKDbBXxxmthvwArA8iieqB204Ee3kGjQY= | C:\Temp\vw\test data\ppmd_templates_LDRP1.rvt
ppmd_templates_LDRP1.rvt | LDRP1 - ELECTRICAL DESIGN | FALSE | Lighting¦LUX1 | Light_Level_LUX | TRUE | fc853981-f613-4f05-81bd-e48fb947424b | 68tSgluRqJuKDbBXxxmthvwArA8iieqB204Ee3kGjQY= | C:\Temp\vw\test data\ppmd_templates_LDRP1.rvt | 300¦200¦100¦200
ppmd_templates_LDRP1.rvt | LDRP1 - ELECTRICAL DESIGN | FALSE | Lighting¦Footcandles1 | Light_Level_FC | FALSE |  | 68tSgluRqJuKDbBXxxmthvwArA8iieqB204Ee3kGjQY= | C:\Temp\vw\test data\ppmd_templates_LDRP1.rvt | 28¦19¦9¦19
ppmd_templates_LDRP1.rvt | LDRP1 - ELECTRICAL DESIGN | FALSE | Lighting¦LUX2 | Light_Level_LUX2 | TRUE | 172f1cff-58cc-41cd-b888-0e7a81d2bf40 | 68tSgluRqJuKDbBXxxmthvwArA8iieqB204Ee3kGjQY= | C:\Temp\vw\test data\ppmd_templates_LDRP1.rvt | 2100
ppmd_templates_LDRP1.rvt | LDRP1 - ELECTRICAL DESIGN | FALSE | Lighting¦Footcandles2 | Light_Level_FC2 | FALSE |  | 68tSgluRqJuKDbBXxxmthvwArA8iieqB204Ee3kGjQY= | C:\Temp\vw\test data\ppmd_templates_LDRP1.rvt | 195
ppmd_templates_LDRP1.rvt | LDRP1 - ELECTRICAL DESIGN | FALSE | Lighting¦Notes | Light_Notes | TRUE | a36245ac-ea57-45c2-bac5-bed4d04a4f78 | 68tSgluRqJuKDbBXxxmthvwArA8iieqB204Ee3kGjQY= | C:\Temp\vw\test data\ppmd_templates_LDRP1.rvt | D
ppmd_templates_LDRP1.rvt | LDRP1 - ELECTRICAL DESIGN | FALSE | Lighting¦Notes2 | Light_Notes2 | TRUE | 6d0b4891-ce4c-45f8-9560-387866098a10 | 68tSgluRqJuKDbBXxxmthvwArA8iieqB204Ee3kGjQY= | C:\Temp\vw\test data\ppmd_templates_LDRP1.rvt | F
ppmd_templates_LDRP1.rvt | LDRP1 - ELECTRICAL DESIGN | FALSE | Essential Power¦% Power | ES_Power% | TRUE | 7cbfe71a-865f-4cf4-b400-c67e3939439b | 68tSgluRqJuKDbBXxxmthvwArA8iieqB204Ee3kGjQY= | C:\Temp\vw\test data\ppmd_templates_LDRP1.rvt | RA
ppmd_templates_LDRP1.rvt | LDRP1 - ELECTRICAL DESIGN | FALSE | Essential Power¦% Light | ES_Light% | TRUE | af00a8bb-40cb-434a-a7e5-b4140f3c844f | 68tSgluRqJuKDbBXxxmthvwArA8iieqB204Ee3kGjQY= | C:\Temp\vw\test data\ppmd_templates_LDRP1.rvt | LB¦LS¦¦LS
ppmd_templates_LDRP1.rvt | LDRP1 - ELECTRICAL DESIGN | FALSE | Essential Power¦Notes | ES_Notes | TRUE | 0c3ae867-1060-40b5-bb68-261d16a167a0 | 68tSgluRqJuKDbBXxxmthvwArA8iieqB204Ee3kGjQY= | C:\Temp\vw\test data\ppmd_templates_LDRP1.rvt | -
ppmd_templates_LDRP1.rvt | LDRP1 - EQUIPMENT SCHEDULE | TRUE | JSN | JSN | TRUE | 8632cd76-2ab9-457d-8db7-39197de446a2 | 68tSgluRqJuKDbBXxxmthvwArA8iieqB204Ee3kGjQY= | C:\Temp\vw\test data\ppmd_templates_LDRP1.rvt | A1066¦A1110¦A1205¦A5075¦A5080¦A5106¦A5180¦A6046¦C0039¦CT020¦E0945¦F0270¦F0315¦F0340¦F0355¦F3200¦M0515¦M0750¦M0755¦M0765¦M1801¦M3070¦M3073¦M4255¦M4266¦M7000¦M7040¦M7420¦M7445¦M7820¦M7845¦M8960¦P8710
ppmd_templates_LDRP1.rvt | LDRP1 - EQUIPMENT SCHEDULE | TRUE | Nomenclature | Nomenclature | TRUE | f004b755-1952-4a21-a1c1-98f41ef6a86c | 68tSgluRqJuKDbBXxxmthvwArA8iieqB204Ee3kGjQY= | C:\Temp\vw\test data\ppmd_templates_LDRP1.rvt | Mirror, Float Glass, With SS Frame¦Headwall, Prefabricated, General, 1-2 bed¦Lift System, Overhead, Patient Room w/Bath¦Dispenser, Soap, Disposable¦Dispenser, Paper Towel, SS, Surface Mounted¦Waste Disposal Unit, Sharps w/Glove Dispenser¦Track, Cubicle, Surface Mounted, With Curtain¦Artwork, Decorative, With Frame¦Rail, Apron, 4x48x1¦Countertop, Solid Surface¦Mobile, Workstation¦Chair, Rocking, High Back¦Chair, Sleeper¦Stool, Self Adjusting¦Footstool, Straight¦Clock, Battery, 12" Diameter¦Television, Plasma¦Flowmeter, Air, Connect w/50 PSI Supply¦Flowmeter, Oxygen, Low Flow¦Regulator, Vacuum¦Computer, Microprocessing, w/Flat Panel Monitor¦Hamper, Linen, Mobile, w/Lid¦Container, Biohazard Waste, Step-on, Fire Safe¦Stand, IV, Adjustable¦Pump, Volumetric, Infusion, Multiple Line¦Bed, Birthing, Electric¦Table, Overbed¦Light, Exam, Mobile¦Light, Surgical, Dual, LDR/LDRP, In-Ceiling¦Monitor, Fetal, Bedside/Stand Alone¦Monitor, Physiological, Bedside, 4 Channel¦Cart, Surgical Case, Birthing Room¦Utility Center, Plumbing Connection
ppmd_templates_LDRP1.rvt | LDRP1 - EQUIPMENT SCHEDULE | TRUE | Qty | Count | FALSE |  | 68tSgluRqJuKDbBXxxmthvwArA8iieqB204Ee3kGjQY= | C:\Temp\vw\test data\ppmd_templates_LDRP1.rvt | 1¦1¦1¦1¦1¦1¦1¦1¦2¦1¦1¦1¦1¦1¦1¦1¦1¦1¦1¦1¦1¦1¦1¦1¦1¦1¦1¦1¦1¦1¦1¦1¦1
ppmd_templates_LDRP1.rvt | LDRP1 - EQUIPMENT SCHEDULE | TRUE | LF | Comments | FALSE |  | 68tSgluRqJuKDbBXxxmthvwArA8iieqB204Ee3kGjQY= | C:\Temp\vw\test data\ppmd_templates_LDRP1.rvt | 14'-0"¦¦¦4'-0"
ppmd_templates_LDRP1.rvt | LDRP1 - EQUIPMENT SCHEDULE | TRUE | Logistics¦AR | CAT_Army | TRUE | fa0e0053-bcc4-42e8-881f-6a4690f994c9 | 68tSgluRqJuKDbBXxxmthvwArA8iieqB204Ee3kGjQY= | C:\Temp\vw\test data\ppmd_templates_LDRP1.rvt | A¦A¦A¦C¦A¦C¦A¦C¦A¦A¦C¦C¦C¦C¦C¦C¦C¦C¦C¦C¦C¦C¦C¦C¦C¦C¦C¦C¦A¦C¦C¦C¦A
ppmd_templates_LDRP1.rvt | LDRP1 - EQUIPMENT SCHEDULE | TRUE | Logistics¦NA | CAT_Navy | TRUE | 183e77a6-b75d-41a5-8f81-f6abfee236ec | 68tSgluRqJuKDbBXxxmthvwArA8iieqB204Ee3kGjQY= | C:\Temp\vw\test data\ppmd_templates_LDRP1.rvt | A¦A¦A¦C¦A¦A¦A¦C¦A¦A¦C¦C¦C¦C¦C¦C¦C¦C¦C¦C¦C¦C¦C¦C¦C¦C¦C¦C¦A¦C¦C¦C¦A
ppmd_templates_LDRP1.rvt | LDRP1 - EQUIPMENT SCHEDULE | TRUE | Logistics¦AF | CAT_AF | TRUE | 053816d3-2f83-4e72-9b30-0a25ff75573f | 68tSgluRqJuKDbBXxxmthvwArA8iieqB204Ee3kGjQY= | C:\Temp\vw\test data\ppmd_templates_LDRP1.rvt | A¦A¦A¦C¦A¦C¦A¦C¦A¦A¦C¦C¦C¦C¦C¦C¦C¦C¦C¦C¦C¦C¦C¦C¦C¦C¦C¦C¦A¦C¦C¦C¦A
ppmd_templates_LDRP1.rvt | LDRP1 - EQUIPMENT SCHEDULE | TRUE | Logistics¦VA | CAT_VA | TRUE | abab06e0-bc20-4958-a9a7-acf73c376614 | 68tSgluRqJuKDbBXxxmthvwArA8iieqB204Ee3kGjQY= | C:\Temp\vw\test data\ppmd_templates_LDRP1.rvt | A¦A¦A¦C¦A¦C¦A¦C¦A¦A¦C¦C¦C¦C¦C¦C¦C¦C¦C¦C¦C¦C¦C¦C¦C¦C¦C¦C¦-¦C¦C¦C¦A
ppmd_templates_LDRP1.rvt | LDRP1 - EQUIPMENT SCHEDULE | TRUE | Utilities¦1 | UTIL_1_WaterDrain | TRUE | 594b780e-c62e-473b-9f66-4d3db2fa1b7f | 68tSgluRqJuKDbBXxxmthvwArA8iieqB204Ee3kGjQY= | C:\Temp\vw\test data\ppmd_templates_LDRP1.rvt | -¦-¦-¦-¦-¦-¦-¦-¦-¦-¦-¦-¦-¦-¦-¦-¦-¦-¦-¦-¦-¦-¦-¦-¦-¦-¦-¦-¦-¦-¦-¦-¦D
ppmd_templates_LDRP1.rvt | LDRP1 - EQUIPMENT SCHEDULE | TRUE | Utilities¦2 | UTIL_2_Elec | TRUE | 28082216-138e-4a2f-9824-e96dbd7e3cd0 | 68tSgluRqJuKDbBXxxmthvwArA8iieqB204Ee3kGjQY= | C:\Temp\vw\test data\ppmd_templates_LDRP1.rvt | -¦F¦F¦-¦-¦-¦-¦-¦-¦-¦-¦-¦-¦-¦-¦-¦A¦-¦-¦-¦A¦-¦-¦-¦A¦A¦-¦A¦A¦A¦A¦-¦-
ppmd_templates_LDRP1.rvt | LDRP1 - EQUIPMENT SCHEDULE | TRUE | Utilities¦3 | UTIL_3_MedGas | TRUE | 22af1ef2-54f0-4b6e-b40a-7064dfb8769c | 68tSgluRqJuKDbBXxxmthvwArA8iieqB204Ee3kGjQY= | C:\Temp\vw\test data\ppmd_templates_LDRP1.rvt | -¦G¦-¦-¦-¦-¦-¦-¦-¦-¦-¦-¦-¦-¦-¦-¦-¦K¦A¦B¦-¦-¦-¦-¦-¦-¦-¦-¦-¦-¦-¦-¦-
ppmd_templates_LDRP1.rvt | LDRP1 - EQUIPMENT SCHEDULE | TRUE | Utilities¦4 | UTIL_4_MiscGas | TRUE | 745b8c3e-fd4a-4430-994a-d25826e1e484 | 68tSgluRqJuKDbBXxxmthvwArA8iieqB204Ee3kGjQY= | C:\Temp\vw\test data\ppmd_templates_LDRP1.rvt | -¦-¦-¦-¦-¦-¦-¦-¦-¦-¦-¦-¦-¦-¦-¦-¦-¦-¦-¦-¦-¦-¦-¦-¦-¦-¦-¦-¦-¦-¦-¦-¦-
ppmd_templates_LDRP1.rvt | LDRP1 - EQUIPMENT SCHEDULE | TRUE | Utilities¦5 | UTIL_5_NonMedGas | TRUE | 323edf97-d058-44ef-a0fb-1836c80554d8 | 68tSgluRqJuKDbBXxxmthvwArA8iieqB204Ee3kGjQY= | C:\Temp\vw\test data\ppmd_templates_LDRP1.rvt | -¦-¦-¦-¦-¦-¦-¦-¦-¦-¦-¦-¦-¦-¦-¦-¦-¦-¦-¦-¦-¦-¦-¦-¦-¦-¦-¦-¦-¦-¦-¦-¦-
ppmd_templates_LDRP1.rvt | LDRP1 - EQUIPMENT SCHEDULE | TRUE | Utilities¦6 | UTIL_6_Misc | TRUE | 38083e2d-8ba3-4868-9752-742b7a4a9586 | 68tSgluRqJuKDbBXxxmthvwArA8iieqB204Ee3kGjQY= | C:\Temp\vw\test data\ppmd_templates_LDRP1.rvt | -¦-¦J¦-¦-¦-¦-¦-¦-¦-¦-¦-¦-¦-¦-¦-¦A¦-¦-¦-¦-¦-¦-¦-¦-¦-¦-¦-¦-¦D¦D¦-¦-
ppmd_templates_LDRP1.rvt | LDRP1 - INTERIOR DESIGN | FALSE | Floor Finish¦Preferred | Floor Finish | FALSE |  | 68tSgluRqJuKDbBXxxmthvwArA8iieqB204Ee3kGjQY= | C:\Temp\vw\test data\ppmd_templates_LDRP1.rvt | SV
ppmd_templates_LDRP1.rvt | LDRP1 - INTERIOR DESIGN | FALSE | Floor Finish¦Alternate | Floor Finish2 | TRUE | 4030719d-a272-441a-8bfa-d5eb510a1687 | 68tSgluRqJuKDbBXxxmthvwArA8iieqB204Ee3kGjQY= | C:\Temp\vw\test data\ppmd_templates_LDRP1.rvt | SSP
ppmd_templates_LDRP1.rvt | LDRP1 - INTERIOR DESIGN | FALSE | Wall Finish¦Preferred | Wall Finish | FALSE |  | 68tSgluRqJuKDbBXxxmthvwArA8iieqB204Ee3kGjQY= | C:\Temp\vw\test data\ppmd_templates_LDRP1.rvt | GLG
ppmd_templates_LDRP1.rvt | LDRP1 - INTERIOR DESIGN | FALSE | Wall Finish¦Alternate | Wall Finish2 | TRUE | 5a49d499-57b3-4e1f-afc0-4c041c862be1 | 68tSgluRqJuKDbBXxxmthvwArA8iieqB204Ee3kGjQY= | C:\Temp\vw\test data\ppmd_templates_LDRP1.rvt | SSP
ppmd_templates_LDRP1.rvt | LDRP1 - INTERIOR DESIGN | FALSE | Ceiling Finish¦Preferred | Ceiling Finish | FALSE |  | 68tSgluRqJuKDbBXxxmthvwArA8iieqB204Ee3kGjQY= | C:\Temp\vw\test data\ppmd_templates_LDRP1.rvt | AT1
ppmd_templates_LDRP1.rvt | LDRP1 - INTERIOR DESIGN | FALSE | Ceiling Finish¦Alternate | Ceiling Finish2 | TRUE | acb31fd1-378b-4329-97b0-400ae39b5bc4 | 68tSgluRqJuKDbBXxxmthvwArA8iieqB204Ee3kGjQY= | C:\Temp\vw\test data\ppmd_templates_LDRP1.rvt | -
ppmd_templates_LDRP1.rvt | LDRP1 - INTERIOR DESIGN | FALSE | Room Height¦ft - in | Ceiling_Hgt_IP | TRUE | 9f14ca4f-2465-4385-a17c-7aa549f64c09 | 68tSgluRqJuKDbBXxxmthvwArA8iieqB204Ee3kGjQY= | C:\Temp\vw\test data\ppmd_templates_LDRP1.rvt | 9' - 0"
ppmd_templates_LDRP1.rvt | LDRP1 - INTERIOR DESIGN | FALSE | Room Noise¦Min NC | Noise_NC_MIN | TRUE | 8c49df6c-7d6b-49fd-9459-f57d0921d704 | 68tSgluRqJuKDbBXxxmthvwArA8iieqB204Ee3kGjQY= | C:\Temp\vw\test data\ppmd_templates_LDRP1.rvt | 30
ppmd_templates_LDRP1.rvt | LDRP1 - INTERIOR DESIGN | FALSE | Room Noise¦Max NC | Noise_NC_MAX | TRUE | 629b571a-1c14-443c-b8e8-1130b5edb513 | 68tSgluRqJuKDbBXxxmthvwArA8iieqB204Ee3kGjQY= | C:\Temp\vw\test data\ppmd_templates_LDRP1.rvt | 35
ppmd_templates_LDRP1.rvt | LDRP1 - INTERIOR DESIGN | FALSE | Room Noise¦SC | Noise_SC | TRUE | 44bf9cd1-070a-432c-87d9-26a3211cfe07 | 68tSgluRqJuKDbBXxxmthvwArA8iieqB204Ee3kGjQY= | C:\Temp\vw\test data\ppmd_templates_LDRP1.rvt | 45
ppmd_templates_LDRP1.rvt | LDRP1 - MECHANICAL DESIGN | FALSE | Air Balance | Air_Balance | TRUE | 587b3cf9-4450-4d95-b8ef-0e93665dbd91 | 68tSgluRqJuKDbBXxxmthvwArA8iieqB204Ee3kGjQY= | C:\Temp\vw\test data\ppmd_templates_LDRP1.rvt | 0
ppmd_templates_LDRP1.rvt | LDRP1 - MECHANICAL DESIGN | FALSE | Air Changes Total | Air_Changes_Total | TRUE | 3988d7f3-0f28-4410-866c-5bc65e1d842a | 68tSgluRqJuKDbBXxxmthvwArA8iieqB204Ee3kGjQY= | C:\Temp\vw\test data\ppmd_templates_LDRP1.rvt | 6
ppmd_templates_LDRP1.rvt | LDRP1 - MECHANICAL DESIGN | FALSE | Air Changes OA | Air_Changes_OA | TRUE | b7af949f-3b64-4f85-9391-d9f17dcaad1e | 68tSgluRqJuKDbBXxxmthvwArA8iieqB204Ee3kGjQY= | C:\Temp\vw\test data\ppmd_templates_LDRP1.rvt | 2
ppmd_templates_LDRP1.rvt | LDRP1 - MECHANICAL DESIGN | FALSE | 100% Exhaust Air | Exhaust_Air_100% | TRUE | 62b97784-583b-47d5-90a3-a90bbb961b6e | 68tSgluRqJuKDbBXxxmthvwArA8iieqB204Ee3kGjQY= | C:\Temp\vw\test data\ppmd_templates_LDRP1.rvt | -
ppmd_templates_LDRP1.rvt | LDRP1 - MECHANICAL DESIGN | FALSE | Summer Temp¦F | Temp_Summer_F | TRUE | 1cbf6964-bd0f-4852-b367-ef4828e2e2cc | 68tSgluRqJuKDbBXxxmthvwArA8iieqB204Ee3kGjQY= | C:\Temp\vw\test data\ppmd_templates_LDRP1.rvt | 75
ppmd_templates_LDRP1.rvt | LDRP1 - MECHANICAL DESIGN | FALSE | Summer Temp¦C | Temp_Summer_C | FALSE |  | 68tSgluRqJuKDbBXxxmthvwArA8iieqB204Ee3kGjQY= | C:\Temp\vw\test data\ppmd_templates_LDRP1.rvt | 24
ppmd_templates_LDRP1.rvt | LDRP1 - MECHANICAL DESIGN | FALSE | Summer Temp¦Note | Temp_Summer_Note | TRUE | 6248fa3c-bb43-4e1c-91bb-60e102e573b7 | 68tSgluRqJuKDbBXxxmthvwArA8iieqB204Ee3kGjQY= | C:\Temp\vw\test data\ppmd_templates_LDRP1.rvt
ppmd_templates_LDRP1.rvt | LDRP1 - MECHANICAL DESIGN | FALSE | Winter Temp¦F | Temp_Winter_F | TRUE | b4f9888f-41ad-47ef-a6af-145b3de732c9 | 68tSgluRqJuKDbBXxxmthvwArA8iieqB204Ee3kGjQY= | C:\Temp\vw\test data\ppmd_templates_LDRP1.rvt | 75
ppmd_templates_LDRP1.rvt | LDRP1 - MECHANICAL DESIGN | FALSE | Winter Temp¦C | Temp_Winter_C | FALSE |  | 68tSgluRqJuKDbBXxxmthvwArA8iieqB204Ee3kGjQY= | C:\Temp\vw\test data\ppmd_templates_LDRP1.rvt | 24
ppmd_templates_LDRP1.rvt | LDRP1 - MECHANICAL DESIGN | FALSE | Winter Temp¦Note | Temp_Winter_Note | TRUE | aacd83fc-f530-464e-b089-01667d3c52cd | 68tSgluRqJuKDbBXxxmthvwArA8iieqB204Ee3kGjQY= | C:\Temp\vw\test data\ppmd_templates_LDRP1.rvt
ppmd_templates_LDRP1.rvt | LDRP1 - MECHANICAL DESIGN | FALSE | Max Relative Humidity | Relative_Humidity | TRUE | 36ead6c1-4384-4a65-8654-06a60aef94cb | 68tSgluRqJuKDbBXxxmthvwArA8iieqB204Ee3kGjQY= | C:\Temp\vw\test data\ppmd_templates_LDRP1.rvt | -
ppmd_templates_LDRP1.rvt | LDRP1 - MECHANICAL DESIGN | FALSE | Filtration¦Interm % | Filtration_Inter_% | TRUE | 4f03ad65-f905-419e-a0cf-8f58fe921fbc | 68tSgluRqJuKDbBXxxmthvwArA8iieqB204Ee3kGjQY= | C:\Temp\vw\test data\ppmd_templates_LDRP1.rvt | 14
ppmd_templates_LDRP1.rvt | LDRP1 - MECHANICAL DESIGN | FALSE | Filtration¦Final % | Filtration_Final_% | TRUE | cc736e5f-46f5-476a-8d0a-ceb32d8d4e5a | 68tSgluRqJuKDbBXxxmthvwArA8iieqB204Ee3kGjQY= | C:\Temp\vw\test data\ppmd_templates_LDRP1.rvt | -
ppmd_templates_LDRP1.rvt | LDRP1 - MECHANICAL DESIGN | FALSE | Notes | Mech_Notes | TRUE | a32df790-0ab9-4c4a-b19c-511c2eef6d56 | 68tSgluRqJuKDbBXxxmthvwArA8iieqB204Ee3kGjQY= | C:\Temp\vw\test data\ppmd_templates_LDRP1.rvt | -
ppmd_templates_LDRP1.rvt | LDRP1 - MEDICAL GAS DESIGN | FALSE | MCA | MedGas_MCA | TRUE | 3b23ea7f-b9f1-4749-8a2b-eb6a4fab4cdc | 68tSgluRqJuKDbBXxxmthvwArA8iieqB204Ee3kGjQY= | C:\Temp\vw\test data\ppmd_templates_LDRP1.rvt | -
ppmd_templates_LDRP1.rvt | LDRP1 - MEDICAL GAS DESIGN | FALSE | DCA | MedGas_DCA | TRUE | 20dc9c73-7465-4e8a-8300-4a8b5a46a91c | 68tSgluRqJuKDbBXxxmthvwArA8iieqB204Ee3kGjQY= | C:\Temp\vw\test data\ppmd_templates_LDRP1.rvt | -
ppmd_templates_LDRP1.rvt | LDRP1 - MEDICAL GAS DESIGN | FALSE | LA | MedGas_LA | TRUE | 99801083-d820-4c5f-ad07-ab168e1bbda0 | 68tSgluRqJuKDbBXxxmthvwArA8iieqB204Ee3kGjQY= | C:\Temp\vw\test data\ppmd_templates_LDRP1.rvt | -
ppmd_templates_LDRP1.rvt | LDRP1 - MEDICAL GAS DESIGN | FALSE | PA | MedGas_PA | TRUE | 55793ba6-1647-428e-86f6-5ce4153c7f2e | 68tSgluRqJuKDbBXxxmthvwArA8iieqB204Ee3kGjQY= | C:\Temp\vw\test data\ppmd_templates_LDRP1.rvt | -
ppmd_templates_LDRP1.rvt | LDRP1 - MEDICAL GAS DESIGN | FALSE | MV | MedGas_MV | TRUE | 0a0bec6d-9172-4a2c-9fb3-7616a08f677a | 68tSgluRqJuKDbBXxxmthvwArA8iieqB204Ee3kGjQY= | C:\Temp\vw\test data\ppmd_templates_LDRP1.rvt | 2
ppmd_templates_LDRP1.rvt | LDRP1 - MEDICAL GAS DESIGN | FALSE | DHV | MedGas_DHV | TRUE | 79779898-9917-494b-a027-0013b44e14f1 | 68tSgluRqJuKDbBXxxmthvwArA8iieqB204Ee3kGjQY= | C:\Temp\vw\test data\ppmd_templates_LDRP1.rvt | -
ppmd_templates_LDRP1.rvt | LDRP1 - MEDICAL GAS DESIGN | FALSE | DLV | MedGas_DLV | TRUE | bcdcef93-2e56-440a-a8f7-e9973eadba59 | 68tSgluRqJuKDbBXxxmthvwArA8iieqB204Ee3kGjQY= | C:\Temp\vw\test data\ppmd_templates_LDRP1.rvt | -
ppmd_templates_LDRP1.rvt | LDRP1 - MEDICAL GAS DESIGN | FALSE | LDE | MedGas_LDE | TRUE | cc6496eb-fa04-4455-81d4-1dfb1e6aaa52 | 68tSgluRqJuKDbBXxxmthvwArA8iieqB204Ee3kGjQY= | C:\Temp\vw\test data\ppmd_templates_LDRP1.rvt | -
ppmd_templates_LDRP1.rvt | LDRP1 - MEDICAL GAS DESIGN | FALSE | OX | MedGas_OX | TRUE | 59f6c2e0-639e-4476-adf0-a5c19b1199db | 68tSgluRqJuKDbBXxxmthvwArA8iieqB204Ee3kGjQY= | C:\Temp\vw\test data\ppmd_templates_LDRP1.rvt | 2
ppmd_templates_LDRP1.rvt | LDRP1 - MEDICAL GAS DESIGN | FALSE | NO | MedGas_NO | TRUE | 1f31b342-99ad-494b-90ce-f27b8fc04b75 | 68tSgluRqJuKDbBXxxmthvwArA8iieqB204Ee3kGjQY= | C:\Temp\vw\test data\ppmd_templates_LDRP1.rvt | -
ppmd_templates_LDRP1.rvt | LDRP1 - MEDICAL GAS DESIGN | FALSE | NI | MedGas_NI | TRUE | ea24567d-1f4e-45f9-907f-a79ef8b323b1 | 68tSgluRqJuKDbBXxxmthvwArA8iieqB204Ee3kGjQY= | C:\Temp\vw\test data\ppmd_templates_LDRP1.rvt | -
ppmd_templates_LDRP1.rvt | LDRP1 - MEDICAL GAS DESIGN | FALSE | WAGD | MedGas_WAGD | TRUE | 1aa3572e-5073-44b4-acb3-ff8739230b69 | 68tSgluRqJuKDbBXxxmthvwArA8iieqB204Ee3kGjQY= | C:\Temp\vw\test data\ppmd_templates_LDRP1.rvt | -
ppmd_templates_LDRP1.rvt | LDRP1 - MEDICAL GAS DESIGN | FALSE | Notes1 | MedGas_Notes | TRUE | 69d1283f-21ef-46f3-9ebb-e36d00ef4da3 | 68tSgluRqJuKDbBXxxmthvwArA8iieqB204Ee3kGjQY= | C:\Temp\vw\test data\ppmd_templates_LDRP1.rvt | E
ppmd_templates_LDRP1.rvt | LDRP1 - MEDICAL GAS DESIGN | FALSE | Notes2 | MedGas_Notes2 | TRUE | 867f4341-094b-4cc7-b128-8c28392e09cd | 68tSgluRqJuKDbBXxxmthvwArA8iieqB204Ee3kGjQY= | C:\Temp\vw\test data\ppmd_templates_LDRP1.rvt | -
ppmd_templates_LDRP1.rvt | LDRP1 - STRUCTURAL DESIGN | FALSE | Structural Load¦psf | Str_FloorLoad_psf | TRUE | 654b90c9-d71e-4bcd-9f27-a1532becca95 | 68tSgluRqJuKDbBXxxmthvwArA8iieqB204Ee3kGjQY= | C:\Temp\vw\test data\ppmd_templates_LDRP1.rvt | 60
ppmd_templates_LDRP1.rvt | LDRP1 - STRUCTURAL DESIGN | FALSE | Structural Load¦kPA | Str_FloorLoad_kPA | FALSE |  | 68tSgluRqJuKDbBXxxmthvwArA8iieqB204Ee3kGjQY= | C:\Temp\vw\test data\ppmd_templates_LDRP1.rvt | 3
ppmd_templates_LDRP1.rvt | LDRP1 - STRUCTURAL DESIGN | FALSE | Notes | Str_Notes | TRUE | 509b36e6-cf53-4158-b357-61e3cedd6faa | 68tSgluRqJuKDbBXxxmthvwArA8iieqB204Ee3kGjQY= | C:\Temp\vw\test data\ppmd_templates_LDRP1.rvt
ppmd_templates_LDRP1.rvt | SRSE1 - EQUIPMENT SCHEDULE | TRUE | JSN | JSN | TRUE | 8632cd76-2ab9-457d-8db7-39197de446a2 | 68tSgluRqJuKDbBXxxmthvwArA8iieqB204Ee3kGjQY= | C:\Temp\vw\test data\ppmd_templates_LDRP1.rvt | E0963¦F0340¦M0750¦M0755¦M0765¦M0800¦M2055¦M3005¦M4116
ppmd_templates_LDRP1.rvt | SRSE1 - EQUIPMENT SCHEDULE | TRUE | Nomenclature | Nomenclature | TRUE | f004b755-1952-4a21-a1c1-98f41ef6a86c | 68tSgluRqJuKDbBXxxmthvwArA8iieqB204Ee3kGjQY= | C:\Temp\vw\test data\ppmd_templates_LDRP1.rvt | Cart, General Storage, Mobile¦Stool, Self Adjusting¦Flowmeter, Air, Connect w/50 PSI Supply¦Flowmeter, Oxygen, Low Flow¦Regulator, Vacuum¦Center, Infant Care¦Shelving, Storage, Wire, CRS, w/Adjustable Shelves¦Bassinet, w/Cart¦Monitor, Vital Signs
ppmd_templates_LDRP1.rvt | SRSE1 - EQUIPMENT SCHEDULE | TRUE | Qty | Count | FALSE |  | 68tSgluRqJuKDbBXxxmthvwArA8iieqB204Ee3kGjQY= | C:\Temp\vw\test data\ppmd_templates_LDRP1.rvt | 1¦1¦1¦1¦1¦1¦1¦1¦1
ppmd_templates_LDRP1.rvt | SRSE1 - EQUIPMENT SCHEDULE | TRUE | LF | CustomLength | TRUE | f338df87-67c7-40c3-b0e8-6ebb5a3fe5b8 | 68tSgluRqJuKDbBXxxmthvwArA8iieqB204Ee3kGjQY= | C:\Temp\vw\test data\ppmd_templates_LDRP1.rvt
ppmd_templates_LDRP1.rvt | SRSE1 - EQUIPMENT SCHEDULE | TRUE | Logistics¦AR | CAT_Army | TRUE | fa0e0053-bcc4-42e8-881f-6a4690f994c9 | 68tSgluRqJuKDbBXxxmthvwArA8iieqB204Ee3kGjQY= | C:\Temp\vw\test data\ppmd_templates_LDRP1.rvt | C¦C¦C¦C¦C¦C¦C¦C¦C
ppmd_templates_LDRP1.rvt | SRSE1 - EQUIPMENT SCHEDULE | TRUE | Logistics¦NA | CAT_Navy | TRUE | 183e77a6-b75d-41a5-8f81-f6abfee236ec | 68tSgluRqJuKDbBXxxmthvwArA8iieqB204Ee3kGjQY= | C:\Temp\vw\test data\ppmd_templates_LDRP1.rvt | C¦C¦C¦C¦C¦C¦C¦C¦C
ppmd_templates_LDRP1.rvt | SRSE1 - EQUIPMENT SCHEDULE | TRUE | Logistics¦AF | CAT_AF | TRUE | 053816d3-2f83-4e72-9b30-0a25ff75573f | 68tSgluRqJuKDbBXxxmthvwArA8iieqB204Ee3kGjQY= | C:\Temp\vw\test data\ppmd_templates_LDRP1.rvt | C¦C¦C¦C¦C¦C¦C¦C¦C
ppmd_templates_LDRP1.rvt | SRSE1 - EQUIPMENT SCHEDULE | TRUE | Logistics¦VA | CAT_VA | TRUE | abab06e0-bc20-4958-a9a7-acf73c376614 | 68tSgluRqJuKDbBXxxmthvwArA8iieqB204Ee3kGjQY= | C:\Temp\vw\test data\ppmd_templates_LDRP1.rvt | C¦C¦C¦C¦C¦C¦C¦C¦C
ppmd_templates_LDRP1.rvt | SRSE1 - EQUIPMENT SCHEDULE | TRUE | Utilities¦1 | UTIL_1_WaterDrain | TRUE | 594b780e-c62e-473b-9f66-4d3db2fa1b7f | 68tSgluRqJuKDbBXxxmthvwArA8iieqB204Ee3kGjQY= | C:\Temp\vw\test data\ppmd_templates_LDRP1.rvt | -¦-¦-¦-¦-¦-¦-¦-¦-
ppmd_templates_LDRP1.rvt | SRSE1 - EQUIPMENT SCHEDULE | TRUE | Utilities¦2 | UTIL_2_Elec | TRUE | 28082216-138e-4a2f-9824-e96dbd7e3cd0 | 68tSgluRqJuKDbBXxxmthvwArA8iieqB204Ee3kGjQY= | C:\Temp\vw\test data\ppmd_templates_LDRP1.rvt | -¦-¦-¦-¦-¦A¦-¦-¦A
ppmd_templates_LDRP1.rvt | SRSE1 - EQUIPMENT SCHEDULE | TRUE | Utilities¦3 | UTIL_3_MedGas | TRUE | 22af1ef2-54f0-4b6e-b40a-7064dfb8769c | 68tSgluRqJuKDbBXxxmthvwArA8iieqB204Ee3kGjQY= | C:\Temp\vw\test data\ppmd_templates_LDRP1.rvt | -¦-¦K¦A¦B¦E¦-¦-¦-
ppmd_templates_LDRP1.rvt | SRSE1 - EQUIPMENT SCHEDULE | TRUE | Utilities¦4 | UTIL_4_MiscGas | TRUE | 745b8c3e-fd4a-4430-994a-d25826e1e484 | 68tSgluRqJuKDbBXxxmthvwArA8iieqB204Ee3kGjQY= | C:\Temp\vw\test data\ppmd_templates_LDRP1.rvt | -¦-¦-¦-¦-¦-¦-¦-¦-
ppmd_templates_LDRP1.rvt | SRSE1 - EQUIPMENT SCHEDULE | TRUE | Utilities¦5 | UTIL_5_NonMedGas | TRUE | 323edf97-d058-44ef-a0fb-1836c80554d8 | 68tSgluRqJuKDbBXxxmthvwArA8iieqB204Ee3kGjQY= | C:\Temp\vw\test data\ppmd_templates_LDRP1.rvt | -¦-¦-¦-¦-¦-¦-¦-¦-
ppmd_templates_LDRP1.rvt | SRSE1 - EQUIPMENT SCHEDULE | TRUE | Utilities¦6 | UTIL_6_Misc | TRUE | 38083e2d-8ba3-4868-9752-742b7a4a9586 | 68tSgluRqJuKDbBXxxmthvwArA8iieqB204Ee3kGjQY= | C:\Temp\vw\test data\ppmd_templates_LDRP1.rvt | -¦-¦-¦-¦-¦-¦-¦-¦-
ppmd_templates_LDRP1.rvt | TLTS2 - EQUIPMENT SCHEDULE | TRUE | JSN | JSN | TRUE | 8632cd76-2ab9-457d-8db7-39197de446a2 | 68tSgluRqJuKDbBXxxmthvwArA8iieqB204Ee3kGjQY= | C:\Temp\vw\test data\ppmd_templates_LDRP1.rvt | A1066¦A5030¦A5045¦A5075¦A5080¦A5090¦A5109¦A5110¦A5145¦A5175¦A5200¦A5205¦F2010¦P1150¦P3000¦P5040¦P9050¦TB021
ppmd_templates_LDRP1.rvt | TLTS2 - EQUIPMENT SCHEDULE | TRUE | Nomenclature | Nomenclature | TRUE | f004b755-1952-4a21-a1c1-98f41ef6a86c | 68tSgluRqJuKDbBXxxmthvwArA8iieqB204Ee3kGjQY= | C:\Temp\vw\test data\ppmd_templates_LDRP1.rvt | Mirror, Float Glass, With SS Frame¦Bench, Stall, Shower, Built In¦Hair Dryer, Wall Mounted, Inpatient¦Dispenser, Soap, Disposable¦Dispenser, Paper Towel, SS, Surface Mounted¦Disposal, Sanitary Napkin, SS, Surface Mounted¦Grab Bar, 1-1/4" Dia., SS, 2 Wall, W/C Accessible¦Grab Bar, 1-1/4" Dia., SS, 2 Wall, Shower Use¦Hook, Garment, Double, SS, Surface Mounted¦Soap Dish, With Bar, SS, Recessed¦Dispenser, Toilet Tissue, SS, 2-Roll, Surface Mntd¦Bar, Towel, 1" Diameter, SS, Surface Mounted¦Basket, Wastepaper, Step-On¦Valve, Rinse, Bedpan, With Disinfectant Injector¦Lavatory, Vitreous China, Straight Back¦Shower, Single, Hand-Held¦Toilet, Wall Hung, Siphon Jet¦Bar, Flip-up, Heavy Duty
ppmd_templates_LDRP1.rvt | TLTS2 - EQUIPMENT SCHEDULE | TRUE | Qty | Count | FALSE |  | 68tSgluRqJuKDbBXxxmthvwArA8iieqB204Ee3kGjQY= | C:\Temp\vw\test data\ppmd_templates_LDRP1.rvt | 2¦2¦2¦2¦2¦2¦6¦4¦2¦2¦2¦2¦2¦2¦2¦2¦2¦2
ppmd_templates_LDRP1.rvt | TLTS2 - EQUIPMENT SCHEDULE | TRUE | LF | CustomLength | TRUE | f338df87-67c7-40c3-b0e8-6ebb5a3fe5b8 | 68tSgluRqJuKDbBXxxmthvwArA8iieqB204Ee3kGjQY= | C:\Temp\vw\test data\ppmd_templates_LDRP1.rvt
ppmd_templates_LDRP1.rvt | TLTS2 - EQUIPMENT SCHEDULE | TRUE | Logistics¦AR | CAT_Army | TRUE | fa0e0053-bcc4-42e8-881f-6a4690f994c9 | 68tSgluRqJuKDbBXxxmthvwArA8iieqB204Ee3kGjQY= | C:\Temp\vw\test data\ppmd_templates_LDRP1.rvt | A¦A¦C¦C¦A¦A¦A¦A¦A¦A¦A¦A¦C¦A¦A¦A¦A¦C
ppmd_templates_LDRP1.rvt | TLTS2 - EQUIPMENT SCHEDULE | TRUE | Logistics¦NA | CAT_Navy | TRUE | 183e77a6-b75d-41a5-8f81-f6abfee236ec | 68tSgluRqJuKDbBXxxmthvwArA8iieqB204Ee3kGjQY= | C:\Temp\vw\test data\ppmd_templates_LDRP1.rvt | A¦A¦C¦C¦A¦A¦A¦A¦A¦A¦A¦A¦C¦A¦A¦A¦A¦C
ppmd_templates_LDRP1.rvt | TLTS2 - EQUIPMENT SCHEDULE | TRUE | Logistics¦AF | CAT_AF | TRUE | 053816d3-2f83-4e72-9b30-0a25ff75573f | 68tSgluRqJuKDbBXxxmthvwArA8iieqB204Ee3kGjQY= | C:\Temp\vw\test data\ppmd_templates_LDRP1.rvt | A¦A¦C¦C¦A¦A¦A¦A¦A¦A¦A¦A¦C¦A¦A¦A¦A¦C
ppmd_templates_LDRP1.rvt | TLTS2 - EQUIPMENT SCHEDULE | TRUE | Logistics¦VA | CAT_VA | TRUE | abab06e0-bc20-4958-a9a7-acf73c376614 | 68tSgluRqJuKDbBXxxmthvwArA8iieqB204Ee3kGjQY= | C:\Temp\vw\test data\ppmd_templates_LDRP1.rvt | A¦A¦C¦C¦A¦A¦A¦A¦A¦A¦A¦A¦C¦A¦A¦A¦A¦C
ppmd_templates_LDRP1.rvt | TLTS2 - EQUIPMENT SCHEDULE | TRUE | Utilities¦1 | UTIL_1_WaterDrain | TRUE | 594b780e-c62e-473b-9f66-4d3db2fa1b7f | 68tSgluRqJuKDbBXxxmthvwArA8iieqB204Ee3kGjQY= | C:\Temp\vw\test data\ppmd_templates_LDRP1.rvt | -¦-¦-¦-¦-¦-¦-¦-¦-¦-¦-¦-¦-¦J¦D¦D¦B¦-
ppmd_templates_LDRP1.rvt | TLTS2 - EQUIPMENT SCHEDULE | TRUE | Utilities¦2 | UTIL_2_Elec | TRUE | 28082216-138e-4a2f-9824-e96dbd7e3cd0 | 68tSgluRqJuKDbBXxxmthvwArA8iieqB204Ee3kGjQY= | C:\Temp\vw\test data\ppmd_templates_LDRP1.rvt | -¦-¦-¦-¦-¦-¦-¦-¦-¦-¦-¦-¦-¦-¦-¦-¦-¦-
ppmd_templates_LDRP1.rvt | TLTS2 - EQUIPMENT SCHEDULE | TRUE | Utilities¦3 | UTIL_3_MedGas | TRUE | 22af1ef2-54f0-4b6e-b40a-7064dfb8769c | 68tSgluRqJuKDbBXxxmthvwArA8iieqB204Ee3kGjQY= | C:\Temp\vw\test data\ppmd_templates_LDRP1.rvt | -¦-¦-¦-¦-¦-¦-¦-¦-¦-¦-¦-¦-¦-¦-¦-¦-¦-
ppmd_templates_LDRP1.rvt | TLTS2 - EQUIPMENT SCHEDULE | TRUE | Utilities¦4 | UTIL_4_MiscGas | TRUE | 745b8c3e-fd4a-4430-994a-d25826e1e484 | 68tSgluRqJuKDbBXxxmthvwArA8iieqB204Ee3kGjQY= | C:\Temp\vw\test data\ppmd_templates_LDRP1.rvt | -¦-¦-¦-¦-¦-¦-¦-¦-¦-¦-¦-¦-¦-¦-¦-¦-¦-
ppmd_templates_LDRP1.rvt | TLTS2 - EQUIPMENT SCHEDULE | TRUE | Utilities¦5 | UTIL_5_NonMedGas | TRUE | 323edf97-d058-44ef-a0fb-1836c80554d8 | 68tSgluRqJuKDbBXxxmthvwArA8iieqB204Ee3kGjQY= | C:\Temp\vw\test data\ppmd_templates_LDRP1.rvt | -¦-¦-¦-¦-¦-¦-¦-¦-¦-¦-¦-¦-¦-¦-¦-¦-¦-
ppmd_templates_LDRP1.rvt | TLTS2 - EQUIPMENT SCHEDULE | TRUE | Utilities¦6 | UTIL_6_Misc | TRUE | 38083e2d-8ba3-4868-9752-742b7a4a9586 | 68tSgluRqJuKDbBXxxmthvwArA8iieqB204Ee3kGjQY= | C:\Temp\vw\test data\ppmd_templates_LDRP1.rvt | -¦-¦-¦-¦-¦-¦-¦-¦-¦-¦-¦-¦-¦-¦-¦-¦-¦-
ppmd_templates_LDRP1.rvt | TLTS2 - INTERIOR DESIGN | FALSE | Floor Finish¦Preferred | Floor Finish | FALSE |  | 68tSgluRqJuKDbBXxxmthvwArA8iieqB204Ee3kGjQY= | C:\Temp\vw\test data\ppmd_templates_LDRP1.rvt | CT
ppmd_templates_LDRP1.rvt | TLTS2 - INTERIOR DESIGN | FALSE | Floor Finish¦Alternate | Floor Finish2 | TRUE | 4030719d-a272-441a-8bfa-d5eb510a1687 | 68tSgluRqJuKDbBXxxmthvwArA8iieqB204Ee3kGjQY= | C:\Temp\vw\test data\ppmd_templates_LDRP1.rvt | SV
ppmd_templates_LDRP1.rvt | TLTS2 - INTERIOR DESIGN | FALSE | Wall Finish¦Preferred | Wall Finish | FALSE |  | 68tSgluRqJuKDbBXxxmthvwArA8iieqB204Ee3kGjQY= | C:\Temp\vw\test data\ppmd_templates_LDRP1.rvt | CT
ppmd_templates_LDRP1.rvt | TLTS2 - INTERIOR DESIGN | FALSE | Wall Finish¦Alternate | Wall Finish2 | TRUE | 5a49d499-57b3-4e1f-afc0-4c041c862be1 | 68tSgluRqJuKDbBXxxmthvwArA8iieqB204Ee3kGjQY= | C:\Temp\vw\test data\ppmd_templates_LDRP1.rvt | GLG
ppmd_templates_LDRP1.rvt | TLTS2 - INTERIOR DESIGN | FALSE | Ceiling Finish¦Preferred | Ceiling Finish | FALSE |  | 68tSgluRqJuKDbBXxxmthvwArA8iieqB204Ee3kGjQY= | C:\Temp\vw\test data\ppmd_templates_LDRP1.rvt | GLG
ppmd_templates_LDRP1.rvt | TLTS2 - INTERIOR DESIGN | FALSE | Ceiling Finish¦Alternate | Ceiling Finish2 | TRUE | acb31fd1-378b-4329-97b0-400ae39b5bc4 | 68tSgluRqJuKDbBXxxmthvwArA8iieqB204Ee3kGjQY= | C:\Temp\vw\test data\ppmd_templates_LDRP1.rvt | GPT
ppmd_templates_LDRP1.rvt | TLTS2 - INTERIOR DESIGN | FALSE | Room Height¦ft - in | Ceiling_Hgt_IP | TRUE | 9f14ca4f-2465-4385-a17c-7aa549f64c09 | 68tSgluRqJuKDbBXxxmthvwArA8iieqB204Ee3kGjQY= | C:\Temp\vw\test data\ppmd_templates_LDRP1.rvt | 8' - 0"
ppmd_templates_LDRP1.rvt | TLTS2 - INTERIOR DESIGN | FALSE | Room Noise¦Min NC | Noise_NC_MIN | TRUE | 8c49df6c-7d6b-49fd-9459-f57d0921d704 | 68tSgluRqJuKDbBXxxmthvwArA8iieqB204Ee3kGjQY= | C:\Temp\vw\test data\ppmd_templates_LDRP1.rvt | 35
ppmd_templates_LDRP1.rvt | TLTS2 - INTERIOR DESIGN | FALSE | Room Noise¦Max NC | Noise_NC_MAX | TRUE | 629b571a-1c14-443c-b8e8-1130b5edb513 | 68tSgluRqJuKDbBXxxmthvwArA8iieqB204Ee3kGjQY= | C:\Temp\vw\test data\ppmd_templates_LDRP1.rvt | 40
ppmd_templates_LDRP1.rvt | TLTS2 - INTERIOR DESIGN | FALSE | Room Noise¦SC | Noise_SC | TRUE | 44bf9cd1-070a-432c-87d9-26a3211cfe07 | 68tSgluRqJuKDbBXxxmthvwArA8iieqB204Ee3kGjQY= | C:\Temp\vw\test data\ppmd_templates_LDRP1.rvt | 40
ppmd_templates_NBCD2.rvt | Data Device Schedule | FALSE | Mark | Mark | TRUE | edcc09c4-d94d-408f-8514-ab75832a5f8a | pAdKEi0Kk3E/yRpueSmDYzMbHAlNAXax6mA/CJc5DNo= | C:\Temp\vw\test data\ppmd_templates_NBCD2.rvt
ppmd_templates_NBCD2.rvt | Data Device Schedule | FALSE | Family | Family | FALSE |  | pAdKEi0Kk3E/yRpueSmDYzMbHAlNAXax6mA/CJc5DNo= | C:\Temp\vw\test data\ppmd_templates_NBCD2.rvt
ppmd_templates_NBCD2.rvt | Data Device Schedule | FALSE | OmniClass Number | OmniClass Number | FALSE |  | pAdKEi0Kk3E/yRpueSmDYzMbHAlNAXax6mA/CJc5DNo= | C:\Temp\vw\test data\ppmd_templates_NBCD2.rvt
ppmd_templates_NBCD2.rvt | Data Device Schedule | FALSE | Type | Type | FALSE |  | pAdKEi0Kk3E/yRpueSmDYzMbHAlNAXax6mA/CJc5DNo= | C:\Temp\vw\test data\ppmd_templates_NBCD2.rvt
ppmd_templates_NBCD2.rvt | Data Device Schedule | FALSE | Count | Count | FALSE |  | pAdKEi0Kk3E/yRpueSmDYzMbHAlNAXax6mA/CJc5DNo= | C:\Temp\vw\test data\ppmd_templates_NBCD2.rvt
ppmd_templates_NBCD2.rvt | NBCD1 - DATA/TELEPHONE EQUIPMENT | FALSE | JSN | JSN | TRUE | 8632cd76-2ab9-457d-8db7-39197de446a2 | pAdKEi0Kk3E/yRpueSmDYzMbHAlNAXax6mA/CJc5DNo= | C:\Temp\vw\test data\ppmd_templates_NBCD2.rvt
ppmd_templates_NBCD2.rvt | NBCD1 - DATA/TELEPHONE EQUIPMENT | FALSE | Nomenclature | Nomenclature | TRUE | f004b755-1952-4a21-a1c1-98f41ef6a86c | pAdKEi0Kk3E/yRpueSmDYzMbHAlNAXax6mA/CJc5DNo= | C:\Temp\vw\test data\ppmd_templates_NBCD2.rvt
ppmd_templates_NBCD2.rvt | NBCD1 - DATA/TELEPHONE EQUIPMENT | FALSE | Qty | Count | FALSE |  | pAdKEi0Kk3E/yRpueSmDYzMbHAlNAXax6mA/CJc5DNo= | C:\Temp\vw\test data\ppmd_templates_NBCD2.rvt
ppmd_templates_NBCD2.rvt | NBCD1 - DATA/TELEPHONE EQUIPMENT | FALSE | Logistics¦AR | CAT_Army | TRUE | fa0e0053-bcc4-42e8-881f-6a4690f994c9 | pAdKEi0Kk3E/yRpueSmDYzMbHAlNAXax6mA/CJc5DNo= | C:\Temp\vw\test data\ppmd_templates_NBCD2.rvt
ppmd_templates_NBCD2.rvt | NBCD1 - DATA/TELEPHONE EQUIPMENT | FALSE | Logistics¦NA | CAT_Navy | TRUE | 183e77a6-b75d-41a5-8f81-f6abfee236ec | pAdKEi0Kk3E/yRpueSmDYzMbHAlNAXax6mA/CJc5DNo= | C:\Temp\vw\test data\ppmd_templates_NBCD2.rvt
ppmd_templates_NBCD2.rvt | NBCD1 - DATA/TELEPHONE EQUIPMENT | FALSE | Logistics¦AF | CAT_AF | TRUE | 053816d3-2f83-4e72-9b30-0a25ff75573f | pAdKEi0Kk3E/yRpueSmDYzMbHAlNAXax6mA/CJc5DNo= | C:\Temp\vw\test data\ppmd_templates_NBCD2.rvt
ppmd_templates_NBCD2.rvt | NBCD1 - DATA/TELEPHONE EQUIPMENT | FALSE | Logistics¦VA | CAT_VA | TRUE | abab06e0-bc20-4958-a9a7-acf73c376614 | pAdKEi0Kk3E/yRpueSmDYzMbHAlNAXax6mA/CJc5DNo= | C:\Temp\vw\test data\ppmd_templates_NBCD2.rvt
ppmd_templates_NBCD2.rvt | NBCD1 - DOOR SCHEDULE | FALSE | Mark | Construction Type | FALSE |  | pAdKEi0Kk3E/yRpueSmDYzMbHAlNAXax6mA/CJc5DNo= | C:\Temp\vw\test data\ppmd_templates_NBCD2.rvt | B
ppmd_templates_NBCD2.rvt | NBCD1 - DOOR SCHEDULE | FALSE | Type | Family | FALSE |  | pAdKEi0Kk3E/yRpueSmDYzMbHAlNAXax6mA/CJc5DNo= | C:\Temp\vw\test data\ppmd_templates_NBCD2.rvt | Single-Flush
ppmd_templates_NBCD2.rvt | NBCD1 - DOOR SCHEDULE | FALSE | Count | Count | FALSE |  | pAdKEi0Kk3E/yRpueSmDYzMbHAlNAXax6mA/CJc5DNo= | C:\Temp\vw\test data\ppmd_templates_NBCD2.rvt | 1
ppmd_templates_NBCD2.rvt | NBCD1 - DOOR SCHEDULE | FALSE | Height¦ft - in | Height | FALSE |  | pAdKEi0Kk3E/yRpueSmDYzMbHAlNAXax6mA/CJc5DNo= | C:\Temp\vw\test data\ppmd_templates_NBCD2.rvt | 7' - 0"
ppmd_templates_NBCD2.rvt | NBCD1 - DOOR SCHEDULE | FALSE | Width¦ft - in | Width | FALSE |  | pAdKEi0Kk3E/yRpueSmDYzMbHAlNAXax6mA/CJc5DNo= | C:\Temp\vw\test data\ppmd_templates_NBCD2.rvt | 3' - 6"
ppmd_templates_NBCD2.rvt | NBCD1 - DOOR SCHEDULE | FALSE | Notes | Type Comments | FALSE |  | pAdKEi0Kk3E/yRpueSmDYzMbHAlNAXax6mA/CJc5DNo= | C:\Temp\vw\test data\ppmd_templates_NBCD2.rvt
ppmd_templates_NBCD2.rvt | NBCD1 - ELECTRICAL DESIGN | FALSE | Lighting¦LUX1 | Light_Level_LUX | TRUE | fc853981-f613-4f05-81bd-e48fb947424b | pAdKEi0Kk3E/yRpueSmDYzMbHAlNAXax6mA/CJc5DNo= | C:\Temp\vw\test data\ppmd_templates_NBCD2.rvt | 500
ppmd_templates_NBCD2.rvt | NBCD1 - ELECTRICAL DESIGN | FALSE | Lighting¦Footcandles1 | Light_Level_FC | FALSE |  | pAdKEi0Kk3E/yRpueSmDYzMbHAlNAXax6mA/CJc5DNo= | C:\Temp\vw\test data\ppmd_templates_NBCD2.rvt | 46
ppmd_templates_NBCD2.rvt | NBCD1 - ELECTRICAL DESIGN | FALSE | Lighting¦LUX2 | Light_Level_LUX2 | TRUE | 172f1cff-58cc-41cd-b888-0e7a81d2bf40 | pAdKEi0Kk3E/yRpueSmDYzMbHAlNAXax6mA/CJc5DNo= | C:\Temp\vw\test data\ppmd_templates_NBCD2.rvt
ppmd_templates_NBCD2.rvt | NBCD1 - ELECTRICAL DESIGN | FALSE | Lighting¦Footcandles2 | Light_Level_FC2 | FALSE |  | pAdKEi0Kk3E/yRpueSmDYzMbHAlNAXax6mA/CJc5DNo= | C:\Temp\vw\test data\ppmd_templates_NBCD2.rvt
ppmd_templates_NBCD2.rvt | NBCD1 - ELECTRICAL DESIGN | FALSE | Lighting¦Notes | Light_Notes | TRUE | a36245ac-ea57-45c2-bac5-bed4d04a4f78 | pAdKEi0Kk3E/yRpueSmDYzMbHAlNAXax6mA/CJc5DNo= | C:\Temp\vw\test data\ppmd_templates_NBCD2.rvt | C
ppmd_templates_NBCD2.rvt | NBCD1 - ELECTRICAL DESIGN | FALSE | Lighting¦Notes2 | Light_Notes2 | TRUE | 6d0b4891-ce4c-45f8-9560-387866098a10 | pAdKEi0Kk3E/yRpueSmDYzMbHAlNAXax6mA/CJc5DNo= | C:\Temp\vw\test data\ppmd_templates_NBCD2.rvt
ppmd_templates_NBCD2.rvt | NBCD1 - ELECTRICAL DESIGN | FALSE | Essential Power¦% Power | ES_Power% | TRUE | 7cbfe71a-865f-4cf4-b400-c67e3939439b | pAdKEi0Kk3E/yRpueSmDYzMbHAlNAXax6mA/CJc5DNo= | C:\Temp\vw\test data\ppmd_templates_NBCD2.rvt | R
ppmd_templates_NBCD2.rvt | NBCD1 - ELECTRICAL DESIGN | FALSE | Essential Power¦% Light | ES_Light% | TRUE | af00a8bb-40cb-434a-a7e5-b4140f3c844f | pAdKEi0Kk3E/yRpueSmDYzMbHAlNAXax6mA/CJc5DNo= | C:\Temp\vw\test data\ppmd_templates_NBCD2.rvt | L
ppmd_templates_NBCD2.rvt | NBCD1 - ELECTRICAL DESIGN | FALSE | Essential Power¦Notes | ES_Notes | TRUE | 0c3ae867-1060-40b5-bb68-261d16a167a0 | pAdKEi0Kk3E/yRpueSmDYzMbHAlNAXax6mA/CJc5DNo= | C:\Temp\vw\test data\ppmd_templates_NBCD2.rvt | -
ppmd_templates_NBCD2.rvt | NBCD1 - INTERIOR DESIGN | FALSE | Floor Finish¦Preferred | Floor Finish | FALSE |  | pAdKEi0Kk3E/yRpueSmDYzMbHAlNAXax6mA/CJc5DNo= | C:\Temp\vw\test data\ppmd_templates_NBCD2.rvt | CS
ppmd_templates_NBCD2.rvt | NBCD1 - INTERIOR DESIGN | FALSE | Floor Finish¦Alternate | Floor Finish2 | TRUE | 4030719d-a272-441a-8bfa-d5eb510a1687 | pAdKEi0Kk3E/yRpueSmDYzMbHAlNAXax6mA/CJc5DNo= | C:\Temp\vw\test data\ppmd_templates_NBCD2.rvt | -
ppmd_templates_NBCD2.rvt | NBCD1 - INTERIOR DESIGN | FALSE | Wall Finish¦Preferred | Wall Finish | FALSE |  | pAdKEi0Kk3E/yRpueSmDYzMbHAlNAXax6mA/CJc5DNo= | C:\Temp\vw\test data\ppmd_templates_NBCD2.rvt | SSP
ppmd_templates_NBCD2.rvt | NBCD1 - INTERIOR DESIGN | FALSE | Wall Finish¦Alternate | Wall Finish2 | TRUE | 5a49d499-57b3-4e1f-afc0-4c041c862be1 | pAdKEi0Kk3E/yRpueSmDYzMbHAlNAXax6mA/CJc5DNo= | C:\Temp\vw\test data\ppmd_templates_NBCD2.rvt | -
ppmd_templates_NBCD2.rvt | NBCD1 - INTERIOR DESIGN | FALSE | Ceiling Finish¦Preferred | Ceiling Finish | FALSE |  | pAdKEi0Kk3E/yRpueSmDYzMbHAlNAXax6mA/CJc5DNo= | C:\Temp\vw\test data\ppmd_templates_NBCD2.rvt | SSP
ppmd_templates_NBCD2.rvt | NBCD1 - INTERIOR DESIGN | FALSE | Ceiling Finish¦Alternate | Ceiling Finish2 | TRUE | acb31fd1-378b-4329-97b0-400ae39b5bc4 | pAdKEi0Kk3E/yRpueSmDYzMbHAlNAXax6mA/CJc5DNo= | C:\Temp\vw\test data\ppmd_templates_NBCD2.rvt | -
ppmd_templates_NBCD2.rvt | NBCD1 - INTERIOR DESIGN | FALSE | Room Height¦ft - in | Ceiling_Hgt_IP | TRUE | 9f14ca4f-2465-4385-a17c-7aa549f64c09 | pAdKEi0Kk3E/yRpueSmDYzMbHAlNAXax6mA/CJc5DNo= | C:\Temp\vw\test data\ppmd_templates_NBCD2.rvt | 8' - 0"
ppmd_templates_NBCD2.rvt | NBCD1 - INTERIOR DESIGN | FALSE | Room Noise¦Min NC | Noise_NC_MIN | TRUE | 8c49df6c-7d6b-49fd-9459-f57d0921d704 | pAdKEi0Kk3E/yRpueSmDYzMbHAlNAXax6mA/CJc5DNo= | C:\Temp\vw\test data\ppmd_templates_NBCD2.rvt | 35
ppmd_templates_NBCD2.rvt | NBCD1 - INTERIOR DESIGN | FALSE | Room Noise¦Max NC | Noise_NC_MAX | TRUE | 629b571a-1c14-443c-b8e8-1130b5edb513 | pAdKEi0Kk3E/yRpueSmDYzMbHAlNAXax6mA/CJc5DNo= | C:\Temp\vw\test data\ppmd_templates_NBCD2.rvt | 40
ppmd_templates_NBCD2.rvt | NBCD1 - INTERIOR DESIGN | FALSE | Room Noise¦SC | Noise_SC | TRUE | 44bf9cd1-070a-432c-87d9-26a3211cfe07 | pAdKEi0Kk3E/yRpueSmDYzMbHAlNAXax6mA/CJc5DNo= | C:\Temp\vw\test data\ppmd_templates_NBCD2.rvt | 50
ppmd_templates_NBCD2.rvt | NBCD1 - MECHANICAL DESIGN | FALSE | Air Balance | Air_Balance | TRUE | 587b3cf9-4450-4d95-b8ef-0e93665dbd91 | pAdKEi0Kk3E/yRpueSmDYzMbHAlNAXax6mA/CJc5DNo= | C:\Temp\vw\test data\ppmd_templates_NBCD2.rvt | -
ppmd_templates_NBCD2.rvt | NBCD1 - MECHANICAL DESIGN | FALSE | Air Changes Total | Air_Changes_Total | TRUE | 3988d7f3-0f28-4410-866c-5bc65e1d842a | pAdKEi0Kk3E/yRpueSmDYzMbHAlNAXax6mA/CJc5DNo= | C:\Temp\vw\test data\ppmd_templates_NBCD2.rvt | 6
ppmd_templates_NBCD2.rvt | NBCD1 - MECHANICAL DESIGN | FALSE | Air Changes OA | Air_Changes_OA | TRUE | b7af949f-3b64-4f85-9391-d9f17dcaad1e | pAdKEi0Kk3E/yRpueSmDYzMbHAlNAXax6mA/CJc5DNo= | C:\Temp\vw\test data\ppmd_templates_NBCD2.rvt | 2
ppmd_templates_NBCD2.rvt | NBCD1 - MECHANICAL DESIGN | FALSE | 100% Exhaust Air | Exhaust_Air_100% | TRUE | 62b97784-583b-47d5-90a3-a90bbb961b6e | pAdKEi0Kk3E/yRpueSmDYzMbHAlNAXax6mA/CJc5DNo= | C:\Temp\vw\test data\ppmd_templates_NBCD2.rvt | Y
ppmd_templates_NBCD2.rvt | NBCD1 - MECHANICAL DESIGN | FALSE | Summer Temp¦F | Temp_Summer_F | TRUE | 1cbf6964-bd0f-4852-b367-ef4828e2e2cc | pAdKEi0Kk3E/yRpueSmDYzMbHAlNAXax6mA/CJc5DNo= | C:\Temp\vw\test data\ppmd_templates_NBCD2.rvt
ppmd_templates_NBCD2.rvt | NBCD1 - MECHANICAL DESIGN | FALSE | Summer Temp¦C | Temp_Summer_C | FALSE |  | pAdKEi0Kk3E/yRpueSmDYzMbHAlNAXax6mA/CJc5DNo= | C:\Temp\vw\test data\ppmd_templates_NBCD2.rvt
ppmd_templates_NBCD2.rvt | NBCD1 - MECHANICAL DESIGN | FALSE | Summer Temp¦Note | Temp_Summer_Note | TRUE | 6248fa3c-bb43-4e1c-91bb-60e102e573b7 | pAdKEi0Kk3E/yRpueSmDYzMbHAlNAXax6mA/CJc5DNo= | C:\Temp\vw\test data\ppmd_templates_NBCD2.rvt
ppmd_templates_NBCD2.rvt | NBCD1 - MECHANICAL DESIGN | FALSE | Winter Temp¦F | Temp_Winter_F | TRUE | b4f9888f-41ad-47ef-a6af-145b3de732c9 | pAdKEi0Kk3E/yRpueSmDYzMbHAlNAXax6mA/CJc5DNo= | C:\Temp\vw\test data\ppmd_templates_NBCD2.rvt | 68
ppmd_templates_NBCD2.rvt | NBCD1 - MECHANICAL DESIGN | FALSE | Winter Temp¦C | Temp_Winter_C | FALSE |  | pAdKEi0Kk3E/yRpueSmDYzMbHAlNAXax6mA/CJc5DNo= | C:\Temp\vw\test data\ppmd_templates_NBCD2.rvt | 20
ppmd_templates_NBCD2.rvt | NBCD1 - MECHANICAL DESIGN | FALSE | Winter Temp¦Note | Temp_Winter_Note | TRUE | aacd83fc-f530-464e-b089-01667d3c52cd | pAdKEi0Kk3E/yRpueSmDYzMbHAlNAXax6mA/CJc5DNo= | C:\Temp\vw\test data\ppmd_templates_NBCD2.rvt
ppmd_templates_NBCD2.rvt | NBCD1 - MECHANICAL DESIGN | FALSE | Max Relative Humidity | Relative_Humidity | TRUE | 36ead6c1-4384-4a65-8654-06a60aef94cb | pAdKEi0Kk3E/yRpueSmDYzMbHAlNAXax6mA/CJc5DNo= | C:\Temp\vw\test data\ppmd_templates_NBCD2.rvt | -
ppmd_templates_NBCD2.rvt | NBCD1 - MECHANICAL DESIGN | FALSE | Filtration¦Interm % | Filtration_Inter_% | TRUE | 4f03ad65-f905-419e-a0cf-8f58fe921fbc | pAdKEi0Kk3E/yRpueSmDYzMbHAlNAXax6mA/CJc5DNo= | C:\Temp\vw\test data\ppmd_templates_NBCD2.rvt | 14
ppmd_templates_NBCD2.rvt | NBCD1 - MECHANICAL DESIGN | FALSE | Filtration¦Final % | Filtration_Final_% | TRUE | cc736e5f-46f5-476a-8d0a-ceb32d8d4e5a | pAdKEi0Kk3E/yRpueSmDYzMbHAlNAXax6mA/CJc5DNo= | C:\Temp\vw\test data\ppmd_templates_NBCD2.rvt | -
ppmd_templates_NBCD2.rvt | NBCD1 - MECHANICAL DESIGN | FALSE | Notes | Mech_Notes | TRUE | a32df790-0ab9-4c4a-b19c-511c2eef6d56 | pAdKEi0Kk3E/yRpueSmDYzMbHAlNAXax6mA/CJc5DNo= | C:\Temp\vw\test data\ppmd_templates_NBCD2.rvt | M
ppmd_templates_NBCD2.rvt | NBCD1 - MEDICAL GAS DESIGN | FALSE | MCA | MedGas_MCA | TRUE | 3b23ea7f-b9f1-4749-8a2b-eb6a4fab4cdc | pAdKEi0Kk3E/yRpueSmDYzMbHAlNAXax6mA/CJc5DNo= | C:\Temp\vw\test data\ppmd_templates_NBCD2.rvt | 1
ppmd_templates_NBCD2.rvt | NBCD1 - MEDICAL GAS DESIGN | FALSE | DCA | MedGas_DCA | TRUE | 20dc9c73-7465-4e8a-8300-4a8b5a46a91c | pAdKEi0Kk3E/yRpueSmDYzMbHAlNAXax6mA/CJc5DNo= | C:\Temp\vw\test data\ppmd_templates_NBCD2.rvt | -
ppmd_templates_NBCD2.rvt | NBCD1 - MEDICAL GAS DESIGN | FALSE | LA | MedGas_LA | TRUE | 99801083-d820-4c5f-ad07-ab168e1bbda0 | pAdKEi0Kk3E/yRpueSmDYzMbHAlNAXax6mA/CJc5DNo= | C:\Temp\vw\test data\ppmd_templates_NBCD2.rvt | -
ppmd_templates_NBCD2.rvt | NBCD1 - MEDICAL GAS DESIGN | FALSE | PA | MedGas_PA | TRUE | 55793ba6-1647-428e-86f6-5ce4153c7f2e | pAdKEi0Kk3E/yRpueSmDYzMbHAlNAXax6mA/CJc5DNo= | C:\Temp\vw\test data\ppmd_templates_NBCD2.rvt | 1
ppmd_templates_NBCD2.rvt | NBCD1 - MEDICAL GAS DESIGN | FALSE | MV | MedGas_MV | TRUE | 0a0bec6d-9172-4a2c-9fb3-7616a08f677a | pAdKEi0Kk3E/yRpueSmDYzMbHAlNAXax6mA/CJc5DNo= | C:\Temp\vw\test data\ppmd_templates_NBCD2.rvt | 1
ppmd_templates_NBCD2.rvt | NBCD1 - MEDICAL GAS DESIGN | FALSE | DHV | MedGas_DHV | TRUE | 79779898-9917-494b-a027-0013b44e14f1 | pAdKEi0Kk3E/yRpueSmDYzMbHAlNAXax6mA/CJc5DNo= | C:\Temp\vw\test data\ppmd_templates_NBCD2.rvt | -
ppmd_templates_NBCD2.rvt | NBCD1 - MEDICAL GAS DESIGN | FALSE | DLV | MedGas_DLV | TRUE | bcdcef93-2e56-440a-a8f7-e9973eadba59 | pAdKEi0Kk3E/yRpueSmDYzMbHAlNAXax6mA/CJc5DNo= | C:\Temp\vw\test data\ppmd_templates_NBCD2.rvt | -
ppmd_templates_NBCD2.rvt | NBCD1 - MEDICAL GAS DESIGN | FALSE | LDE | MedGas_LDE | TRUE | cc6496eb-fa04-4455-81d4-1dfb1e6aaa52 | pAdKEi0Kk3E/yRpueSmDYzMbHAlNAXax6mA/CJc5DNo= | C:\Temp\vw\test data\ppmd_templates_NBCD2.rvt | -
ppmd_templates_NBCD2.rvt | NBCD1 - MEDICAL GAS DESIGN | FALSE | OX | MedGas_OX | TRUE | 59f6c2e0-639e-4476-adf0-a5c19b1199db | pAdKEi0Kk3E/yRpueSmDYzMbHAlNAXax6mA/CJc5DNo= | C:\Temp\vw\test data\ppmd_templates_NBCD2.rvt | 1
ppmd_templates_NBCD2.rvt | NBCD1 - MEDICAL GAS DESIGN | FALSE | NO | MedGas_NO | TRUE | 1f31b342-99ad-494b-90ce-f27b8fc04b75 | pAdKEi0Kk3E/yRpueSmDYzMbHAlNAXax6mA/CJc5DNo= | C:\Temp\vw\test data\ppmd_templates_NBCD2.rvt | -
ppmd_templates_NBCD2.rvt | NBCD1 - MEDICAL GAS DESIGN | FALSE | NI | MedGas_NI | TRUE | ea24567d-1f4e-45f9-907f-a79ef8b323b1 | pAdKEi0Kk3E/yRpueSmDYzMbHAlNAXax6mA/CJc5DNo= | C:\Temp\vw\test data\ppmd_templates_NBCD2.rvt | -
ppmd_templates_NBCD2.rvt | NBCD1 - MEDICAL GAS DESIGN | FALSE | WAGD | MedGas_WAGD | TRUE | 1aa3572e-5073-44b4-acb3-ff8739230b69 | pAdKEi0Kk3E/yRpueSmDYzMbHAlNAXax6mA/CJc5DNo= | C:\Temp\vw\test data\ppmd_templates_NBCD2.rvt | -
ppmd_templates_NBCD2.rvt | NBCD1 - MEDICAL GAS DESIGN | FALSE | Notes1 | MedGas_Notes | TRUE | 69d1283f-21ef-46f3-9ebb-e36d00ef4da3 | pAdKEi0Kk3E/yRpueSmDYzMbHAlNAXax6mA/CJc5DNo= | C:\Temp\vw\test data\ppmd_templates_NBCD2.rvt | B
ppmd_templates_NBCD2.rvt | NBCD1 - MEDICAL GAS DESIGN | FALSE | Notes2 | MedGas_Notes2 | TRUE | 867f4341-094b-4cc7-b128-8c28392e09cd | pAdKEi0Kk3E/yRpueSmDYzMbHAlNAXax6mA/CJc5DNo= | C:\Temp\vw\test data\ppmd_templates_NBCD2.rvt
ppmd_templates_NBCD2.rvt | NBCD1 - STRUCTURAL DESIGN | FALSE | Structural Load¦psf | Str_FloorLoad_psf | TRUE | 654b90c9-d71e-4bcd-9f27-a1532becca95 | pAdKEi0Kk3E/yRpueSmDYzMbHAlNAXax6mA/CJc5DNo= | C:\Temp\vw\test data\ppmd_templates_NBCD2.rvt | 100
ppmd_templates_NBCD2.rvt | NBCD1 - STRUCTURAL DESIGN | FALSE | Structural Load¦kPA | Str_FloorLoad_kPA | FALSE |  | pAdKEi0Kk3E/yRpueSmDYzMbHAlNAXax6mA/CJc5DNo= | C:\Temp\vw\test data\ppmd_templates_NBCD2.rvt | 5
ppmd_templates_NBCD2.rvt | NBCD1 - STRUCTURAL DESIGN | FALSE | Notes | Str_Notes | TRUE | 509b36e6-cf53-4158-b357-61e3cedd6faa | pAdKEi0Kk3E/yRpueSmDYzMbHAlNAXax6mA/CJc5DNo= | C:\Temp\vw\test data\ppmd_templates_NBCD2.rvt
ppmd_templates_NBCD2.rvt | NBCD2 - EQUIPMENT SCHEDULE | TRUE | JSN | JSN | TRUE | 8632cd76-2ab9-457d-8db7-39197de446a2 | pAdKEi0Kk3E/yRpueSmDYzMbHAlNAXax6mA/CJc5DNo= | C:\Temp\vw\test data\ppmd_templates_NBCD2.rvt | A5145¦M0750¦M0755¦M0765¦P5040
ppmd_templates_NBCD2.rvt | NBCD2 - EQUIPMENT SCHEDULE | TRUE | Nomenclature | Nomenclature | TRUE | f004b755-1952-4a21-a1c1-98f41ef6a86c | pAdKEi0Kk3E/yRpueSmDYzMbHAlNAXax6mA/CJc5DNo= | C:\Temp\vw\test data\ppmd_templates_NBCD2.rvt | Hook, Garment, Double, SS, Surface Mounted¦Flowmeter, Air, Connect w/50 PSI Supply¦Flowmeter, Oxygen, Low Flow¦Regulator, Vacuum¦Shower, Single, Hand-Held
ppmd_templates_NBCD2.rvt | NBCD2 - EQUIPMENT SCHEDULE | TRUE | Qty | Count | FALSE |  | pAdKEi0Kk3E/yRpueSmDYzMbHAlNAXax6mA/CJc5DNo= | C:\Temp\vw\test data\ppmd_templates_NBCD2.rvt | 4¦1¦1¦1¦4
ppmd_templates_NBCD2.rvt | NBCD2 - EQUIPMENT SCHEDULE | TRUE | LF | CustomLength | TRUE | f338df87-67c7-40c3-b0e8-6ebb5a3fe5b8 | pAdKEi0Kk3E/yRpueSmDYzMbHAlNAXax6mA/CJc5DNo= | C:\Temp\vw\test data\ppmd_templates_NBCD2.rvt
ppmd_templates_NBCD2.rvt | NBCD2 - EQUIPMENT SCHEDULE | TRUE | Logistics¦AR | CAT_Army | TRUE | fa0e0053-bcc4-42e8-881f-6a4690f994c9 | pAdKEi0Kk3E/yRpueSmDYzMbHAlNAXax6mA/CJc5DNo= | C:\Temp\vw\test data\ppmd_templates_NBCD2.rvt | A¦C¦C¦C¦A
ppmd_templates_NBCD2.rvt | NBCD2 - EQUIPMENT SCHEDULE | TRUE | Logistics¦NA | CAT_Navy | TRUE | 183e77a6-b75d-41a5-8f81-f6abfee236ec | pAdKEi0Kk3E/yRpueSmDYzMbHAlNAXax6mA/CJc5DNo= | C:\Temp\vw\test data\ppmd_templates_NBCD2.rvt | A¦C¦C¦C¦A
ppmd_templates_NBCD2.rvt | NBCD2 - EQUIPMENT SCHEDULE | TRUE | Logistics¦AF | CAT_AF | TRUE | 053816d3-2f83-4e72-9b30-0a25ff75573f | pAdKEi0Kk3E/yRpueSmDYzMbHAlNAXax6mA/CJc5DNo= | C:\Temp\vw\test data\ppmd_templates_NBCD2.rvt | A¦C¦C¦C¦A
ppmd_templates_NBCD2.rvt | NBCD2 - EQUIPMENT SCHEDULE | TRUE | Logistics¦VA | CAT_VA | TRUE | abab06e0-bc20-4958-a9a7-acf73c376614 | pAdKEi0Kk3E/yRpueSmDYzMbHAlNAXax6mA/CJc5DNo= | C:\Temp\vw\test data\ppmd_templates_NBCD2.rvt | A¦C¦C¦C¦A
ppmd_templates_NBCD2.rvt | NBCD2 - EQUIPMENT SCHEDULE | TRUE | Utilities¦1 | UTIL_1_WaterDrain | TRUE | 594b780e-c62e-473b-9f66-4d3db2fa1b7f | pAdKEi0Kk3E/yRpueSmDYzMbHAlNAXax6mA/CJc5DNo= | C:\Temp\vw\test data\ppmd_templates_NBCD2.rvt | -¦-¦-¦-¦D
ppmd_templates_NBCD2.rvt | NBCD2 - EQUIPMENT SCHEDULE | TRUE | Utilities¦2 | UTIL_2_Elec | TRUE | 28082216-138e-4a2f-9824-e96dbd7e3cd0 | pAdKEi0Kk3E/yRpueSmDYzMbHAlNAXax6mA/CJc5DNo= | C:\Temp\vw\test data\ppmd_templates_NBCD2.rvt | -¦-¦-¦-¦-
ppmd_templates_NBCD2.rvt | NBCD2 - EQUIPMENT SCHEDULE | TRUE | Utilities¦3 | UTIL_3_MedGas | TRUE | 22af1ef2-54f0-4b6e-b40a-7064dfb8769c | pAdKEi0Kk3E/yRpueSmDYzMbHAlNAXax6mA/CJc5DNo= | C:\Temp\vw\test data\ppmd_templates_NBCD2.rvt | -¦K¦A¦B¦-
ppmd_templates_NBCD2.rvt | NBCD2 - EQUIPMENT SCHEDULE | TRUE | Utilities¦4 | UTIL_4_MiscGas | TRUE | 745b8c3e-fd4a-4430-994a-d25826e1e484 | pAdKEi0Kk3E/yRpueSmDYzMbHAlNAXax6mA/CJc5DNo= | C:\Temp\vw\test data\ppmd_templates_NBCD2.rvt | -¦-¦-¦-¦-
ppmd_templates_NBCD2.rvt | NBCD2 - EQUIPMENT SCHEDULE | TRUE | Utilities¦5 | UTIL_5_NonMedGas | TRUE | 323edf97-d058-44ef-a0fb-1836c80554d8 | pAdKEi0Kk3E/yRpueSmDYzMbHAlNAXax6mA/CJc5DNo= | C:\Temp\vw\test data\ppmd_templates_NBCD2.rvt | -¦-¦-¦-¦-
ppmd_templates_NBCD2.rvt | NBCD2 - EQUIPMENT SCHEDULE | TRUE | Utilities¦6 | UTIL_6_Misc | TRUE | 38083e2d-8ba3-4868-9752-742b7a4a9586 | pAdKEi0Kk3E/yRpueSmDYzMbHAlNAXax6mA/CJc5DNo= | C:\Temp\vw\test data\ppmd_templates_NBCD2.rvt | -¦-¦-¦-¦-
ppmd_templates_NBCD3.rvt | Data Device Schedule | FALSE | Mark | Mark | TRUE | edcc09c4-d94d-408f-8514-ab75832a5f8a | M2vxVVPmGlgkC7QLQozPzThaUWZdAw8yqin/zynfwOs= | C:\Temp\vw\test data\ppmd_templates_NBCD3.rvt
ppmd_templates_NBCD3.rvt | Data Device Schedule | FALSE | Family | Family | FALSE |  | M2vxVVPmGlgkC7QLQozPzThaUWZdAw8yqin/zynfwOs= | C:\Temp\vw\test data\ppmd_templates_NBCD3.rvt
ppmd_templates_NBCD3.rvt | Data Device Schedule | FALSE | OmniClass Number | OmniClass Number | FALSE |  | M2vxVVPmGlgkC7QLQozPzThaUWZdAw8yqin/zynfwOs= | C:\Temp\vw\test data\ppmd_templates_NBCD3.rvt
ppmd_templates_NBCD3.rvt | Data Device Schedule | FALSE | Type | Type | FALSE |  | M2vxVVPmGlgkC7QLQozPzThaUWZdAw8yqin/zynfwOs= | C:\Temp\vw\test data\ppmd_templates_NBCD3.rvt
ppmd_templates_NBCD3.rvt | Data Device Schedule | FALSE | Count | Count | FALSE |  | M2vxVVPmGlgkC7QLQozPzThaUWZdAw8yqin/zynfwOs= | C:\Temp\vw\test data\ppmd_templates_NBCD3.rvt
ppmd_templates_NBCD3.rvt | NBCD1 - DATA/TELEPHONE EQUIPMENT | FALSE | JSN | JSN | TRUE | 8632cd76-2ab9-457d-8db7-39197de446a2 | M2vxVVPmGlgkC7QLQozPzThaUWZdAw8yqin/zynfwOs= | C:\Temp\vw\test data\ppmd_templates_NBCD3.rvt
ppmd_templates_NBCD3.rvt | NBCD1 - DATA/TELEPHONE EQUIPMENT | FALSE | Nomenclature | Nomenclature | TRUE | f004b755-1952-4a21-a1c1-98f41ef6a86c | M2vxVVPmGlgkC7QLQozPzThaUWZdAw8yqin/zynfwOs= | C:\Temp\vw\test data\ppmd_templates_NBCD3.rvt
ppmd_templates_NBCD3.rvt | NBCD1 - DATA/TELEPHONE EQUIPMENT | FALSE | Qty | Count | FALSE |  | M2vxVVPmGlgkC7QLQozPzThaUWZdAw8yqin/zynfwOs= | C:\Temp\vw\test data\ppmd_templates_NBCD3.rvt
ppmd_templates_NBCD3.rvt | NBCD1 - DATA/TELEPHONE EQUIPMENT | FALSE | Logistics¦AR | CAT_Army | TRUE | fa0e0053-bcc4-42e8-881f-6a4690f994c9 | M2vxVVPmGlgkC7QLQozPzThaUWZdAw8yqin/zynfwOs= | C:\Temp\vw\test data\ppmd_templates_NBCD3.rvt
ppmd_templates_NBCD3.rvt | NBCD1 - DATA/TELEPHONE EQUIPMENT | FALSE | Logistics¦NA | CAT_Navy | TRUE | 183e77a6-b75d-41a5-8f81-f6abfee236ec | M2vxVVPmGlgkC7QLQozPzThaUWZdAw8yqin/zynfwOs= | C:\Temp\vw\test data\ppmd_templates_NBCD3.rvt
ppmd_templates_NBCD3.rvt | NBCD1 - DATA/TELEPHONE EQUIPMENT | FALSE | Logistics¦AF | CAT_AF | TRUE | 053816d3-2f83-4e72-9b30-0a25ff75573f | M2vxVVPmGlgkC7QLQozPzThaUWZdAw8yqin/zynfwOs= | C:\Temp\vw\test data\ppmd_templates_NBCD3.rvt
ppmd_templates_NBCD3.rvt | NBCD1 - DATA/TELEPHONE EQUIPMENT | FALSE | Logistics¦VA | CAT_VA | TRUE | abab06e0-bc20-4958-a9a7-acf73c376614 | M2vxVVPmGlgkC7QLQozPzThaUWZdAw8yqin/zynfwOs= | C:\Temp\vw\test data\ppmd_templates_NBCD3.rvt
ppmd_templates_NBCD3.rvt | NBCD1 - DOOR SCHEDULE | FALSE | Mark | Construction Type | FALSE |  | M2vxVVPmGlgkC7QLQozPzThaUWZdAw8yqin/zynfwOs= | C:\Temp\vw\test data\ppmd_templates_NBCD3.rvt | B¦B
ppmd_templates_NBCD3.rvt | NBCD1 - DOOR SCHEDULE | FALSE | Type | Family | FALSE |  | M2vxVVPmGlgkC7QLQozPzThaUWZdAw8yqin/zynfwOs= | C:\Temp\vw\test data\ppmd_templates_NBCD3.rvt | Single-Flush¦Single-Flush
ppmd_templates_NBCD3.rvt | NBCD1 - DOOR SCHEDULE | FALSE | Count | Count | FALSE |  | M2vxVVPmGlgkC7QLQozPzThaUWZdAw8yqin/zynfwOs= | C:\Temp\vw\test data\ppmd_templates_NBCD3.rvt | 1¦1
ppmd_templates_NBCD3.rvt | NBCD1 - DOOR SCHEDULE | FALSE | Height¦ft - in | Height | FALSE |  | M2vxVVPmGlgkC7QLQozPzThaUWZdAw8yqin/zynfwOs= | C:\Temp\vw\test data\ppmd_templates_NBCD3.rvt | 7' - 0"¦7' - 0"
ppmd_templates_NBCD3.rvt | NBCD1 - DOOR SCHEDULE | FALSE | Width¦ft - in | Width | FALSE |  | M2vxVVPmGlgkC7QLQozPzThaUWZdAw8yqin/zynfwOs= | C:\Temp\vw\test data\ppmd_templates_NBCD3.rvt | 3' - 6"¦3' - 6"
ppmd_templates_NBCD3.rvt | NBCD1 - DOOR SCHEDULE | FALSE | Notes | Type Comments | FALSE |  | M2vxVVPmGlgkC7QLQozPzThaUWZdAw8yqin/zynfwOs= | C:\Temp\vw\test data\ppmd_templates_NBCD3.rvt
ppmd_templates_NBCD3.rvt | NBCD1 - ELECTRICAL DESIGN | FALSE | Lighting¦LUX1 | Light_Level_LUX | TRUE | fc853981-f613-4f05-81bd-e48fb947424b | M2vxVVPmGlgkC7QLQozPzThaUWZdAw8yqin/zynfwOs= | C:\Temp\vw\test data\ppmd_templates_NBCD3.rvt | 500
ppmd_templates_NBCD3.rvt | NBCD1 - ELECTRICAL DESIGN | FALSE | Lighting¦Footcandles1 | Light_Level_FC | FALSE |  | M2vxVVPmGlgkC7QLQozPzThaUWZdAw8yqin/zynfwOs= | C:\Temp\vw\test data\ppmd_templates_NBCD3.rvt | 46
ppmd_templates_NBCD3.rvt | NBCD1 - ELECTRICAL DESIGN | FALSE | Lighting¦LUX2 | Light_Level_LUX2 | TRUE | 172f1cff-58cc-41cd-b888-0e7a81d2bf40 | M2vxVVPmGlgkC7QLQozPzThaUWZdAw8yqin/zynfwOs= | C:\Temp\vw\test data\ppmd_templates_NBCD3.rvt
ppmd_templates_NBCD3.rvt | NBCD1 - ELECTRICAL DESIGN | FALSE | Lighting¦Footcandles2 | Light_Level_FC2 | FALSE |  | M2vxVVPmGlgkC7QLQozPzThaUWZdAw8yqin/zynfwOs= | C:\Temp\vw\test data\ppmd_templates_NBCD3.rvt
ppmd_templates_NBCD3.rvt | NBCD1 - ELECTRICAL DESIGN | FALSE | Lighting¦Notes | Light_Notes | TRUE | a36245ac-ea57-45c2-bac5-bed4d04a4f78 | M2vxVVPmGlgkC7QLQozPzThaUWZdAw8yqin/zynfwOs= | C:\Temp\vw\test data\ppmd_templates_NBCD3.rvt | C
ppmd_templates_NBCD3.rvt | NBCD1 - ELECTRICAL DESIGN | FALSE | Lighting¦Notes2 | Light_Notes2 | TRUE | 6d0b4891-ce4c-45f8-9560-387866098a10 | M2vxVVPmGlgkC7QLQozPzThaUWZdAw8yqin/zynfwOs= | C:\Temp\vw\test data\ppmd_templates_NBCD3.rvt
ppmd_templates_NBCD3.rvt | NBCD1 - ELECTRICAL DESIGN | FALSE | Essential Power¦% Power | ES_Power% | TRUE | 7cbfe71a-865f-4cf4-b400-c67e3939439b | M2vxVVPmGlgkC7QLQozPzThaUWZdAw8yqin/zynfwOs= | C:\Temp\vw\test data\ppmd_templates_NBCD3.rvt | R
ppmd_templates_NBCD3.rvt | NBCD1 - ELECTRICAL DESIGN | FALSE | Essential Power¦% Light | ES_Light% | TRUE | af00a8bb-40cb-434a-a7e5-b4140f3c844f | M2vxVVPmGlgkC7QLQozPzThaUWZdAw8yqin/zynfwOs= | C:\Temp\vw\test data\ppmd_templates_NBCD3.rvt | L
ppmd_templates_NBCD3.rvt | NBCD1 - ELECTRICAL DESIGN | FALSE | Essential Power¦Notes | ES_Notes | TRUE | 0c3ae867-1060-40b5-bb68-261d16a167a0 | M2vxVVPmGlgkC7QLQozPzThaUWZdAw8yqin/zynfwOs= | C:\Temp\vw\test data\ppmd_templates_NBCD3.rvt | -
ppmd_templates_NBCD3.rvt | NBCD1 - INTERIOR DESIGN | FALSE | Floor Finish¦Preferred | Floor Finish | FALSE |  | M2vxVVPmGlgkC7QLQozPzThaUWZdAw8yqin/zynfwOs= | C:\Temp\vw\test data\ppmd_templates_NBCD3.rvt | CS
ppmd_templates_NBCD3.rvt | NBCD1 - INTERIOR DESIGN | FALSE | Floor Finish¦Alternate | Floor Finish2 | TRUE | 4030719d-a272-441a-8bfa-d5eb510a1687 | M2vxVVPmGlgkC7QLQozPzThaUWZdAw8yqin/zynfwOs= | C:\Temp\vw\test data\ppmd_templates_NBCD3.rvt | -
ppmd_templates_NBCD3.rvt | NBCD1 - INTERIOR DESIGN | FALSE | Wall Finish¦Preferred | Wall Finish | FALSE |  | M2vxVVPmGlgkC7QLQozPzThaUWZdAw8yqin/zynfwOs= | C:\Temp\vw\test data\ppmd_templates_NBCD3.rvt | SSP
ppmd_templates_NBCD3.rvt | NBCD1 - INTERIOR DESIGN | FALSE | Wall Finish¦Alternate | Wall Finish2 | TRUE | 5a49d499-57b3-4e1f-afc0-4c041c862be1 | M2vxVVPmGlgkC7QLQozPzThaUWZdAw8yqin/zynfwOs= | C:\Temp\vw\test data\ppmd_templates_NBCD3.rvt | -
ppmd_templates_NBCD3.rvt | NBCD1 - INTERIOR DESIGN | FALSE | Ceiling Finish¦Preferred | Ceiling Finish | FALSE |  | M2vxVVPmGlgkC7QLQozPzThaUWZdAw8yqin/zynfwOs= | C:\Temp\vw\test data\ppmd_templates_NBCD3.rvt | SSP
ppmd_templates_NBCD3.rvt | NBCD1 - INTERIOR DESIGN | FALSE | Ceiling Finish¦Alternate | Ceiling Finish2 | TRUE | acb31fd1-378b-4329-97b0-400ae39b5bc4 | M2vxVVPmGlgkC7QLQozPzThaUWZdAw8yqin/zynfwOs= | C:\Temp\vw\test data\ppmd_templates_NBCD3.rvt | -
ppmd_templates_NBCD3.rvt | NBCD1 - INTERIOR DESIGN | FALSE | Room Height¦ft - in | Ceiling_Hgt_IP | TRUE | 9f14ca4f-2465-4385-a17c-7aa549f64c09 | M2vxVVPmGlgkC7QLQozPzThaUWZdAw8yqin/zynfwOs= | C:\Temp\vw\test data\ppmd_templates_NBCD3.rvt | 8' - 0"
ppmd_templates_NBCD3.rvt | NBCD1 - INTERIOR DESIGN | FALSE | Room Noise¦Min NC | Noise_NC_MIN | TRUE | 8c49df6c-7d6b-49fd-9459-f57d0921d704 | M2vxVVPmGlgkC7QLQozPzThaUWZdAw8yqin/zynfwOs= | C:\Temp\vw\test data\ppmd_templates_NBCD3.rvt | 35
ppmd_templates_NBCD3.rvt | NBCD1 - INTERIOR DESIGN | FALSE | Room Noise¦Max NC | Noise_NC_MAX | TRUE | 629b571a-1c14-443c-b8e8-1130b5edb513 | M2vxVVPmGlgkC7QLQozPzThaUWZdAw8yqin/zynfwOs= | C:\Temp\vw\test data\ppmd_templates_NBCD3.rvt | 40
ppmd_templates_NBCD3.rvt | NBCD1 - INTERIOR DESIGN | FALSE | Room Noise¦SC | Noise_SC | TRUE | 44bf9cd1-070a-432c-87d9-26a3211cfe07 | M2vxVVPmGlgkC7QLQozPzThaUWZdAw8yqin/zynfwOs= | C:\Temp\vw\test data\ppmd_templates_NBCD3.rvt | 50
ppmd_templates_NBCD3.rvt | NBCD1 - MECHANICAL DESIGN | FALSE | Air Balance | Air_Balance | TRUE | 587b3cf9-4450-4d95-b8ef-0e93665dbd91 | M2vxVVPmGlgkC7QLQozPzThaUWZdAw8yqin/zynfwOs= | C:\Temp\vw\test data\ppmd_templates_NBCD3.rvt | -
ppmd_templates_NBCD3.rvt | NBCD1 - MECHANICAL DESIGN | FALSE | Air Changes Total | Air_Changes_Total | TRUE | 3988d7f3-0f28-4410-866c-5bc65e1d842a | M2vxVVPmGlgkC7QLQozPzThaUWZdAw8yqin/zynfwOs= | C:\Temp\vw\test data\ppmd_templates_NBCD3.rvt | 6
ppmd_templates_NBCD3.rvt | NBCD1 - MECHANICAL DESIGN | FALSE | Air Changes OA | Air_Changes_OA | TRUE | b7af949f-3b64-4f85-9391-d9f17dcaad1e | M2vxVVPmGlgkC7QLQozPzThaUWZdAw8yqin/zynfwOs= | C:\Temp\vw\test data\ppmd_templates_NBCD3.rvt | 2
ppmd_templates_NBCD3.rvt | NBCD1 - MECHANICAL DESIGN | FALSE | 100% Exhaust Air | Exhaust_Air_100% | TRUE | 62b97784-583b-47d5-90a3-a90bbb961b6e | M2vxVVPmGlgkC7QLQozPzThaUWZdAw8yqin/zynfwOs= | C:\Temp\vw\test data\ppmd_templates_NBCD3.rvt | Y
ppmd_templates_NBCD3.rvt | NBCD1 - MECHANICAL DESIGN | FALSE | Summer Temp¦F | Temp_Summer_F | TRUE | 1cbf6964-bd0f-4852-b367-ef4828e2e2cc | M2vxVVPmGlgkC7QLQozPzThaUWZdAw8yqin/zynfwOs= | C:\Temp\vw\test data\ppmd_templates_NBCD3.rvt
ppmd_templates_NBCD3.rvt | NBCD1 - MECHANICAL DESIGN | FALSE | Summer Temp¦C | Temp_Summer_C | FALSE |  | M2vxVVPmGlgkC7QLQozPzThaUWZdAw8yqin/zynfwOs= | C:\Temp\vw\test data\ppmd_templates_NBCD3.rvt
ppmd_templates_NBCD3.rvt | NBCD1 - MECHANICAL DESIGN | FALSE | Summer Temp¦Note | Temp_Summer_Note | TRUE | 6248fa3c-bb43-4e1c-91bb-60e102e573b7 | M2vxVVPmGlgkC7QLQozPzThaUWZdAw8yqin/zynfwOs= | C:\Temp\vw\test data\ppmd_templates_NBCD3.rvt
ppmd_templates_NBCD3.rvt | NBCD1 - MECHANICAL DESIGN | FALSE | Winter Temp¦F | Temp_Winter_F | TRUE | b4f9888f-41ad-47ef-a6af-145b3de732c9 | M2vxVVPmGlgkC7QLQozPzThaUWZdAw8yqin/zynfwOs= | C:\Temp\vw\test data\ppmd_templates_NBCD3.rvt | 68
ppmd_templates_NBCD3.rvt | NBCD1 - MECHANICAL DESIGN | FALSE | Winter Temp¦C | Temp_Winter_C | FALSE |  | M2vxVVPmGlgkC7QLQozPzThaUWZdAw8yqin/zynfwOs= | C:\Temp\vw\test data\ppmd_templates_NBCD3.rvt | 20
ppmd_templates_NBCD3.rvt | NBCD1 - MECHANICAL DESIGN | FALSE | Winter Temp¦Note | Temp_Winter_Note | TRUE | aacd83fc-f530-464e-b089-01667d3c52cd | M2vxVVPmGlgkC7QLQozPzThaUWZdAw8yqin/zynfwOs= | C:\Temp\vw\test data\ppmd_templates_NBCD3.rvt
ppmd_templates_NBCD3.rvt | NBCD1 - MECHANICAL DESIGN | FALSE | Max Relative Humidity | Relative_Humidity | TRUE | 36ead6c1-4384-4a65-8654-06a60aef94cb | M2vxVVPmGlgkC7QLQozPzThaUWZdAw8yqin/zynfwOs= | C:\Temp\vw\test data\ppmd_templates_NBCD3.rvt | -
ppmd_templates_NBCD3.rvt | NBCD1 - MECHANICAL DESIGN | FALSE | Filtration¦Interm % | Filtration_Inter_% | TRUE | 4f03ad65-f905-419e-a0cf-8f58fe921fbc | M2vxVVPmGlgkC7QLQozPzThaUWZdAw8yqin/zynfwOs= | C:\Temp\vw\test data\ppmd_templates_NBCD3.rvt | 14
ppmd_templates_NBCD3.rvt | NBCD1 - MECHANICAL DESIGN | FALSE | Filtration¦Final % | Filtration_Final_% | TRUE | cc736e5f-46f5-476a-8d0a-ceb32d8d4e5a | M2vxVVPmGlgkC7QLQozPzThaUWZdAw8yqin/zynfwOs= | C:\Temp\vw\test data\ppmd_templates_NBCD3.rvt | -
ppmd_templates_NBCD3.rvt | NBCD1 - MECHANICAL DESIGN | FALSE | Notes | Mech_Notes | TRUE | a32df790-0ab9-4c4a-b19c-511c2eef6d56 | M2vxVVPmGlgkC7QLQozPzThaUWZdAw8yqin/zynfwOs= | C:\Temp\vw\test data\ppmd_templates_NBCD3.rvt | M
ppmd_templates_NBCD3.rvt | NBCD1 - MEDICAL GAS DESIGN | FALSE | MCA | MedGas_MCA | TRUE | 3b23ea7f-b9f1-4749-8a2b-eb6a4fab4cdc | M2vxVVPmGlgkC7QLQozPzThaUWZdAw8yqin/zynfwOs= | C:\Temp\vw\test data\ppmd_templates_NBCD3.rvt | 1
ppmd_templates_NBCD3.rvt | NBCD1 - MEDICAL GAS DESIGN | FALSE | DCA | MedGas_DCA | TRUE | 20dc9c73-7465-4e8a-8300-4a8b5a46a91c | M2vxVVPmGlgkC7QLQozPzThaUWZdAw8yqin/zynfwOs= | C:\Temp\vw\test data\ppmd_templates_NBCD3.rvt | -
ppmd_templates_NBCD3.rvt | NBCD1 - MEDICAL GAS DESIGN | FALSE | LA | MedGas_LA | TRUE | 99801083-d820-4c5f-ad07-ab168e1bbda0 | M2vxVVPmGlgkC7QLQozPzThaUWZdAw8yqin/zynfwOs= | C:\Temp\vw\test data\ppmd_templates_NBCD3.rvt | -
ppmd_templates_NBCD3.rvt | NBCD1 - MEDICAL GAS DESIGN | FALSE | PA | MedGas_PA | TRUE | 55793ba6-1647-428e-86f6-5ce4153c7f2e | M2vxVVPmGlgkC7QLQozPzThaUWZdAw8yqin/zynfwOs= | C:\Temp\vw\test data\ppmd_templates_NBCD3.rvt | 1
ppmd_templates_NBCD3.rvt | NBCD1 - MEDICAL GAS DESIGN | FALSE | MV | MedGas_MV | TRUE | 0a0bec6d-9172-4a2c-9fb3-7616a08f677a | M2vxVVPmGlgkC7QLQozPzThaUWZdAw8yqin/zynfwOs= | C:\Temp\vw\test data\ppmd_templates_NBCD3.rvt | 1
ppmd_templates_NBCD3.rvt | NBCD1 - MEDICAL GAS DESIGN | FALSE | DHV | MedGas_DHV | TRUE | 79779898-9917-494b-a027-0013b44e14f1 | M2vxVVPmGlgkC7QLQozPzThaUWZdAw8yqin/zynfwOs= | C:\Temp\vw\test data\ppmd_templates_NBCD3.rvt | -
ppmd_templates_NBCD3.rvt | NBCD1 - MEDICAL GAS DESIGN | FALSE | DLV | MedGas_DLV | TRUE | bcdcef93-2e56-440a-a8f7-e9973eadba59 | M2vxVVPmGlgkC7QLQozPzThaUWZdAw8yqin/zynfwOs= | C:\Temp\vw\test data\ppmd_templates_NBCD3.rvt | -
ppmd_templates_NBCD3.rvt | NBCD1 - MEDICAL GAS DESIGN | FALSE | LDE | MedGas_LDE | TRUE | cc6496eb-fa04-4455-81d4-1dfb1e6aaa52 | M2vxVVPmGlgkC7QLQozPzThaUWZdAw8yqin/zynfwOs= | C:\Temp\vw\test data\ppmd_templates_NBCD3.rvt | -
ppmd_templates_NBCD3.rvt | NBCD1 - MEDICAL GAS DESIGN | FALSE | OX | MedGas_OX | TRUE | 59f6c2e0-639e-4476-adf0-a5c19b1199db | M2vxVVPmGlgkC7QLQozPzThaUWZdAw8yqin/zynfwOs= | C:\Temp\vw\test data\ppmd_templates_NBCD3.rvt | 1
ppmd_templates_NBCD3.rvt | NBCD1 - MEDICAL GAS DESIGN | FALSE | NO | MedGas_NO | TRUE | 1f31b342-99ad-494b-90ce-f27b8fc04b75 | M2vxVVPmGlgkC7QLQozPzThaUWZdAw8yqin/zynfwOs= | C:\Temp\vw\test data\ppmd_templates_NBCD3.rvt | -
ppmd_templates_NBCD3.rvt | NBCD1 - MEDICAL GAS DESIGN | FALSE | NI | MedGas_NI | TRUE | ea24567d-1f4e-45f9-907f-a79ef8b323b1 | M2vxVVPmGlgkC7QLQozPzThaUWZdAw8yqin/zynfwOs= | C:\Temp\vw\test data\ppmd_templates_NBCD3.rvt | -
ppmd_templates_NBCD3.rvt | NBCD1 - MEDICAL GAS DESIGN | FALSE | WAGD | MedGas_WAGD | TRUE | 1aa3572e-5073-44b4-acb3-ff8739230b69 | M2vxVVPmGlgkC7QLQozPzThaUWZdAw8yqin/zynfwOs= | C:\Temp\vw\test data\ppmd_templates_NBCD3.rvt | -
ppmd_templates_NBCD3.rvt | NBCD1 - MEDICAL GAS DESIGN | FALSE | Notes1 | MedGas_Notes | TRUE | 69d1283f-21ef-46f3-9ebb-e36d00ef4da3 | M2vxVVPmGlgkC7QLQozPzThaUWZdAw8yqin/zynfwOs= | C:\Temp\vw\test data\ppmd_templates_NBCD3.rvt | B
ppmd_templates_NBCD3.rvt | NBCD1 - MEDICAL GAS DESIGN | FALSE | Notes2 | MedGas_Notes2 | TRUE | 867f4341-094b-4cc7-b128-8c28392e09cd | M2vxVVPmGlgkC7QLQozPzThaUWZdAw8yqin/zynfwOs= | C:\Temp\vw\test data\ppmd_templates_NBCD3.rvt
ppmd_templates_NBCD3.rvt | NBCD1 - STRUCTURAL DESIGN | FALSE | Structural Load¦psf | Str_FloorLoad_psf | TRUE | 654b90c9-d71e-4bcd-9f27-a1532becca95 | M2vxVVPmGlgkC7QLQozPzThaUWZdAw8yqin/zynfwOs= | C:\Temp\vw\test data\ppmd_templates_NBCD3.rvt | 100
ppmd_templates_NBCD3.rvt | NBCD1 - STRUCTURAL DESIGN | FALSE | Structural Load¦kPA | Str_FloorLoad_kPA | FALSE |  | M2vxVVPmGlgkC7QLQozPzThaUWZdAw8yqin/zynfwOs= | C:\Temp\vw\test data\ppmd_templates_NBCD3.rvt | 5
ppmd_templates_NBCD3.rvt | NBCD1 - STRUCTURAL DESIGN | FALSE | Notes | Str_Notes | TRUE | 509b36e6-cf53-4158-b357-61e3cedd6faa | M2vxVVPmGlgkC7QLQozPzThaUWZdAw8yqin/zynfwOs= | C:\Temp\vw\test data\ppmd_templates_NBCD3.rvt
ppmd_templates_NBCD3.rvt | NBCD3 - EQUIPMENT SCHEDULE | TRUE | JSN | JSN | TRUE | 8632cd76-2ab9-457d-8db7-39197de446a2 | M2vxVVPmGlgkC7QLQozPzThaUWZdAw8yqin/zynfwOs= | C:\Temp\vw\test data\ppmd_templates_NBCD3.rvt | A5145
ppmd_templates_NBCD3.rvt | NBCD3 - EQUIPMENT SCHEDULE | TRUE | Nomenclature | Nomenclature | TRUE | f004b755-1952-4a21-a1c1-98f41ef6a86c | M2vxVVPmGlgkC7QLQozPzThaUWZdAw8yqin/zynfwOs= | C:\Temp\vw\test data\ppmd_templates_NBCD3.rvt | Hook, Garment, Double, SS, Surface Mounted
ppmd_templates_NBCD3.rvt | NBCD3 - EQUIPMENT SCHEDULE | TRUE | Qty | Count | FALSE |  | M2vxVVPmGlgkC7QLQozPzThaUWZdAw8yqin/zynfwOs= | C:\Temp\vw\test data\ppmd_templates_NBCD3.rvt | 2
ppmd_templates_NBCD3.rvt | NBCD3 - EQUIPMENT SCHEDULE | TRUE | LF | CustomLength | TRUE | f338df87-67c7-40c3-b0e8-6ebb5a3fe5b8 | M2vxVVPmGlgkC7QLQozPzThaUWZdAw8yqin/zynfwOs= | C:\Temp\vw\test data\ppmd_templates_NBCD3.rvt
ppmd_templates_NBCD3.rvt | NBCD3 - EQUIPMENT SCHEDULE | TRUE | Logistics¦AR | CAT_Army | TRUE | fa0e0053-bcc4-42e8-881f-6a4690f994c9 | M2vxVVPmGlgkC7QLQozPzThaUWZdAw8yqin/zynfwOs= | C:\Temp\vw\test data\ppmd_templates_NBCD3.rvt | A
ppmd_templates_NBCD3.rvt | NBCD3 - EQUIPMENT SCHEDULE | TRUE | Logistics¦NA | CAT_Navy | TRUE | 183e77a6-b75d-41a5-8f81-f6abfee236ec | M2vxVVPmGlgkC7QLQozPzThaUWZdAw8yqin/zynfwOs= | C:\Temp\vw\test data\ppmd_templates_NBCD3.rvt | A
ppmd_templates_NBCD3.rvt | NBCD3 - EQUIPMENT SCHEDULE | TRUE | Logistics¦AF | CAT_AF | TRUE | 053816d3-2f83-4e72-9b30-0a25ff75573f | M2vxVVPmGlgkC7QLQozPzThaUWZdAw8yqin/zynfwOs= | C:\Temp\vw\test data\ppmd_templates_NBCD3.rvt | A
ppmd_templates_NBCD3.rvt | NBCD3 - EQUIPMENT SCHEDULE | TRUE | Logistics¦VA | CAT_VA | TRUE | abab06e0-bc20-4958-a9a7-acf73c376614 | M2vxVVPmGlgkC7QLQozPzThaUWZdAw8yqin/zynfwOs= | C:\Temp\vw\test data\ppmd_templates_NBCD3.rvt | A
ppmd_templates_NBCD3.rvt | NBCD3 - EQUIPMENT SCHEDULE | TRUE | Utilities¦1 | UTIL_1_WaterDrain | TRUE | 594b780e-c62e-473b-9f66-4d3db2fa1b7f | M2vxVVPmGlgkC7QLQozPzThaUWZdAw8yqin/zynfwOs= | C:\Temp\vw\test data\ppmd_templates_NBCD3.rvt | -
ppmd_templates_NBCD3.rvt | NBCD3 - EQUIPMENT SCHEDULE | TRUE | Utilities¦2 | UTIL_2_Elec | TRUE | 28082216-138e-4a2f-9824-e96dbd7e3cd0 | M2vxVVPmGlgkC7QLQozPzThaUWZdAw8yqin/zynfwOs= | C:\Temp\vw\test data\ppmd_templates_NBCD3.rvt | -
ppmd_templates_NBCD3.rvt | NBCD3 - EQUIPMENT SCHEDULE | TRUE | Utilities¦3 | UTIL_3_MedGas | TRUE | 22af1ef2-54f0-4b6e-b40a-7064dfb8769c | M2vxVVPmGlgkC7QLQozPzThaUWZdAw8yqin/zynfwOs= | C:\Temp\vw\test data\ppmd_templates_NBCD3.rvt | -
ppmd_templates_NBCD3.rvt | NBCD3 - EQUIPMENT SCHEDULE | TRUE | Utilities¦4 | UTIL_4_MiscGas | TRUE | 745b8c3e-fd4a-4430-994a-d25826e1e484 | M2vxVVPmGlgkC7QLQozPzThaUWZdAw8yqin/zynfwOs= | C:\Temp\vw\test data\ppmd_templates_NBCD3.rvt | -
ppmd_templates_NBCD3.rvt | NBCD3 - EQUIPMENT SCHEDULE | TRUE | Utilities¦5 | UTIL_5_NonMedGas | TRUE | 323edf97-d058-44ef-a0fb-1836c80554d8 | M2vxVVPmGlgkC7QLQozPzThaUWZdAw8yqin/zynfwOs= | C:\Temp\vw\test data\ppmd_templates_NBCD3.rvt | -
ppmd_templates_NBCD3.rvt | NBCD3 - EQUIPMENT SCHEDULE | TRUE | Utilities¦6 | UTIL_6_Misc | TRUE | 38083e2d-8ba3-4868-9752-742b7a4a9586 | M2vxVVPmGlgkC7QLQozPzThaUWZdAw8yqin/zynfwOs= | C:\Temp\vw\test data\ppmd_templates_NBCD3.rvt | -
ppmd_templates_NBCD4.rvt | Data Device Schedule | FALSE | Mark | Mark | TRUE | edcc09c4-d94d-408f-8514-ab75832a5f8a | VWm2cPDmAcpfxRuvLkpQik8UeocuVWVK6f5xUgKNlQc= | C:\Temp\vw\test data\ppmd_templates_NBCD4.rvt
ppmd_templates_NBCD4.rvt | Data Device Schedule | FALSE | Family | Family | FALSE |  | VWm2cPDmAcpfxRuvLkpQik8UeocuVWVK6f5xUgKNlQc= | C:\Temp\vw\test data\ppmd_templates_NBCD4.rvt
ppmd_templates_NBCD4.rvt | Data Device Schedule | FALSE | OmniClass Number | OmniClass Number | FALSE |  | VWm2cPDmAcpfxRuvLkpQik8UeocuVWVK6f5xUgKNlQc= | C:\Temp\vw\test data\ppmd_templates_NBCD4.rvt
ppmd_templates_NBCD4.rvt | Data Device Schedule | FALSE | Type | Type | FALSE |  | VWm2cPDmAcpfxRuvLkpQik8UeocuVWVK6f5xUgKNlQc= | C:\Temp\vw\test data\ppmd_templates_NBCD4.rvt
ppmd_templates_NBCD4.rvt | Data Device Schedule | FALSE | Count | Count | FALSE |  | VWm2cPDmAcpfxRuvLkpQik8UeocuVWVK6f5xUgKNlQc= | C:\Temp\vw\test data\ppmd_templates_NBCD4.rvt
ppmd_templates_NBCD4.rvt | NBCD1 - DATA/TELEPHONE EQUIPMENT | FALSE | JSN | JSN | TRUE | 8632cd76-2ab9-457d-8db7-39197de446a2 | VWm2cPDmAcpfxRuvLkpQik8UeocuVWVK6f5xUgKNlQc= | C:\Temp\vw\test data\ppmd_templates_NBCD4.rvt
ppmd_templates_NBCD4.rvt | NBCD1 - DATA/TELEPHONE EQUIPMENT | FALSE | Nomenclature | Nomenclature | TRUE | f004b755-1952-4a21-a1c1-98f41ef6a86c | VWm2cPDmAcpfxRuvLkpQik8UeocuVWVK6f5xUgKNlQc= | C:\Temp\vw\test data\ppmd_templates_NBCD4.rvt
ppmd_templates_NBCD4.rvt | NBCD1 - DATA/TELEPHONE EQUIPMENT | FALSE | Qty | Count | FALSE |  | VWm2cPDmAcpfxRuvLkpQik8UeocuVWVK6f5xUgKNlQc= | C:\Temp\vw\test data\ppmd_templates_NBCD4.rvt
ppmd_templates_NBCD4.rvt | NBCD1 - DATA/TELEPHONE EQUIPMENT | FALSE | Logistics¦AR | CAT_Army | TRUE | fa0e0053-bcc4-42e8-881f-6a4690f994c9 | VWm2cPDmAcpfxRuvLkpQik8UeocuVWVK6f5xUgKNlQc= | C:\Temp\vw\test data\ppmd_templates_NBCD4.rvt
ppmd_templates_NBCD4.rvt | NBCD1 - DATA/TELEPHONE EQUIPMENT | FALSE | Logistics¦NA | CAT_Navy | TRUE | 183e77a6-b75d-41a5-8f81-f6abfee236ec | VWm2cPDmAcpfxRuvLkpQik8UeocuVWVK6f5xUgKNlQc= | C:\Temp\vw\test data\ppmd_templates_NBCD4.rvt
ppmd_templates_NBCD4.rvt | NBCD1 - DATA/TELEPHONE EQUIPMENT | FALSE | Logistics¦AF | CAT_AF | TRUE | 053816d3-2f83-4e72-9b30-0a25ff75573f | VWm2cPDmAcpfxRuvLkpQik8UeocuVWVK6f5xUgKNlQc= | C:\Temp\vw\test data\ppmd_templates_NBCD4.rvt
ppmd_templates_NBCD4.rvt | NBCD1 - DATA/TELEPHONE EQUIPMENT | FALSE | Logistics¦VA | CAT_VA | TRUE | abab06e0-bc20-4958-a9a7-acf73c376614 | VWm2cPDmAcpfxRuvLkpQik8UeocuVWVK6f5xUgKNlQc= | C:\Temp\vw\test data\ppmd_templates_NBCD4.rvt
ppmd_templates_NBCD4.rvt | NBCD1 - DOOR SCHEDULE | FALSE | Mark | Construction Type | FALSE |  | VWm2cPDmAcpfxRuvLkpQik8UeocuVWVK6f5xUgKNlQc= | C:\Temp\vw\test data\ppmd_templates_NBCD4.rvt | B
ppmd_templates_NBCD4.rvt | NBCD1 - DOOR SCHEDULE | FALSE | Type | Family | FALSE |  | VWm2cPDmAcpfxRuvLkpQik8UeocuVWVK6f5xUgKNlQc= | C:\Temp\vw\test data\ppmd_templates_NBCD4.rvt | Single-Flush
ppmd_templates_NBCD4.rvt | NBCD1 - DOOR SCHEDULE | FALSE | Count | Count | FALSE |  | VWm2cPDmAcpfxRuvLkpQik8UeocuVWVK6f5xUgKNlQc= | C:\Temp\vw\test data\ppmd_templates_NBCD4.rvt | 1
ppmd_templates_NBCD4.rvt | NBCD1 - DOOR SCHEDULE | FALSE | Height¦ft - in | Height | FALSE |  | VWm2cPDmAcpfxRuvLkpQik8UeocuVWVK6f5xUgKNlQc= | C:\Temp\vw\test data\ppmd_templates_NBCD4.rvt | 7' - 0"
ppmd_templates_NBCD4.rvt | NBCD1 - DOOR SCHEDULE | FALSE | Width¦ft - in | Width | FALSE |  | VWm2cPDmAcpfxRuvLkpQik8UeocuVWVK6f5xUgKNlQc= | C:\Temp\vw\test data\ppmd_templates_NBCD4.rvt | 3' - 6"
ppmd_templates_NBCD4.rvt | NBCD1 - DOOR SCHEDULE | FALSE | Notes | Type Comments | FALSE |  | VWm2cPDmAcpfxRuvLkpQik8UeocuVWVK6f5xUgKNlQc= | C:\Temp\vw\test data\ppmd_templates_NBCD4.rvt
ppmd_templates_NBCD4.rvt | NBCD1 - ELECTRICAL DESIGN | FALSE | Lighting¦LUX1 | Light_Level_LUX | TRUE | fc853981-f613-4f05-81bd-e48fb947424b | VWm2cPDmAcpfxRuvLkpQik8UeocuVWVK6f5xUgKNlQc= | C:\Temp\vw\test data\ppmd_templates_NBCD4.rvt | 500
ppmd_templates_NBCD4.rvt | NBCD1 - ELECTRICAL DESIGN | FALSE | Lighting¦Footcandles1 | Light_Level_FC | FALSE |  | VWm2cPDmAcpfxRuvLkpQik8UeocuVWVK6f5xUgKNlQc= | C:\Temp\vw\test data\ppmd_templates_NBCD4.rvt | 46
ppmd_templates_NBCD4.rvt | NBCD1 - ELECTRICAL DESIGN | FALSE | Lighting¦LUX2 | Light_Level_LUX2 | TRUE | 172f1cff-58cc-41cd-b888-0e7a81d2bf40 | VWm2cPDmAcpfxRuvLkpQik8UeocuVWVK6f5xUgKNlQc= | C:\Temp\vw\test data\ppmd_templates_NBCD4.rvt
ppmd_templates_NBCD4.rvt | NBCD1 - ELECTRICAL DESIGN | FALSE | Lighting¦Footcandles2 | Light_Level_FC2 | FALSE |  | VWm2cPDmAcpfxRuvLkpQik8UeocuVWVK6f5xUgKNlQc= | C:\Temp\vw\test data\ppmd_templates_NBCD4.rvt
ppmd_templates_NBCD4.rvt | NBCD1 - ELECTRICAL DESIGN | FALSE | Lighting¦Notes | Light_Notes | TRUE | a36245ac-ea57-45c2-bac5-bed4d04a4f78 | VWm2cPDmAcpfxRuvLkpQik8UeocuVWVK6f5xUgKNlQc= | C:\Temp\vw\test data\ppmd_templates_NBCD4.rvt | C
ppmd_templates_NBCD4.rvt | NBCD1 - ELECTRICAL DESIGN | FALSE | Lighting¦Notes2 | Light_Notes2 | TRUE | 6d0b4891-ce4c-45f8-9560-387866098a10 | VWm2cPDmAcpfxRuvLkpQik8UeocuVWVK6f5xUgKNlQc= | C:\Temp\vw\test data\ppmd_templates_NBCD4.rvt
ppmd_templates_NBCD4.rvt | NBCD1 - ELECTRICAL DESIGN | FALSE | Essential Power¦% Power | ES_Power% | TRUE | 7cbfe71a-865f-4cf4-b400-c67e3939439b | VWm2cPDmAcpfxRuvLkpQik8UeocuVWVK6f5xUgKNlQc= | C:\Temp\vw\test data\ppmd_templates_NBCD4.rvt | R
ppmd_templates_NBCD4.rvt | NBCD1 - ELECTRICAL DESIGN | FALSE | Essential Power¦% Light | ES_Light% | TRUE | af00a8bb-40cb-434a-a7e5-b4140f3c844f | VWm2cPDmAcpfxRuvLkpQik8UeocuVWVK6f5xUgKNlQc= | C:\Temp\vw\test data\ppmd_templates_NBCD4.rvt | L
ppmd_templates_NBCD4.rvt | NBCD1 - ELECTRICAL DESIGN | FALSE | Essential Power¦Notes | ES_Notes | TRUE | 0c3ae867-1060-40b5-bb68-261d16a167a0 | VWm2cPDmAcpfxRuvLkpQik8UeocuVWVK6f5xUgKNlQc= | C:\Temp\vw\test data\ppmd_templates_NBCD4.rvt | -
ppmd_templates_NBCD4.rvt | NBCD1 - INTERIOR DESIGN | FALSE | Floor Finish¦Preferred | Floor Finish | FALSE |  | VWm2cPDmAcpfxRuvLkpQik8UeocuVWVK6f5xUgKNlQc= | C:\Temp\vw\test data\ppmd_templates_NBCD4.rvt | CS
ppmd_templates_NBCD4.rvt | NBCD1 - INTERIOR DESIGN | FALSE | Floor Finish¦Alternate | Floor Finish2 | TRUE | 4030719d-a272-441a-8bfa-d5eb510a1687 | VWm2cPDmAcpfxRuvLkpQik8UeocuVWVK6f5xUgKNlQc= | C:\Temp\vw\test data\ppmd_templates_NBCD4.rvt | -
ppmd_templates_NBCD4.rvt | NBCD1 - INTERIOR DESIGN | FALSE | Wall Finish¦Preferred | Wall Finish | FALSE |  | VWm2cPDmAcpfxRuvLkpQik8UeocuVWVK6f5xUgKNlQc= | C:\Temp\vw\test data\ppmd_templates_NBCD4.rvt | SSP
ppmd_templates_NBCD4.rvt | NBCD1 - INTERIOR DESIGN | FALSE | Wall Finish¦Alternate | Wall Finish2 | TRUE | 5a49d499-57b3-4e1f-afc0-4c041c862be1 | VWm2cPDmAcpfxRuvLkpQik8UeocuVWVK6f5xUgKNlQc= | C:\Temp\vw\test data\ppmd_templates_NBCD4.rvt | -
ppmd_templates_NBCD4.rvt | NBCD1 - INTERIOR DESIGN | FALSE | Ceiling Finish¦Preferred | Ceiling Finish | FALSE |  | VWm2cPDmAcpfxRuvLkpQik8UeocuVWVK6f5xUgKNlQc= | C:\Temp\vw\test data\ppmd_templates_NBCD4.rvt | SSP
ppmd_templates_NBCD4.rvt | NBCD1 - INTERIOR DESIGN | FALSE | Ceiling Finish¦Alternate | Ceiling Finish2 | TRUE | acb31fd1-378b-4329-97b0-400ae39b5bc4 | VWm2cPDmAcpfxRuvLkpQik8UeocuVWVK6f5xUgKNlQc= | C:\Temp\vw\test data\ppmd_templates_NBCD4.rvt | -
ppmd_templates_NBCD4.rvt | NBCD1 - INTERIOR DESIGN | FALSE | Room Height¦ft - in | Ceiling_Hgt_IP | TRUE | 9f14ca4f-2465-4385-a17c-7aa549f64c09 | VWm2cPDmAcpfxRuvLkpQik8UeocuVWVK6f5xUgKNlQc= | C:\Temp\vw\test data\ppmd_templates_NBCD4.rvt | 8' - 0"
ppmd_templates_NBCD4.rvt | NBCD1 - INTERIOR DESIGN | FALSE | Room Noise¦Min NC | Noise_NC_MIN | TRUE | 8c49df6c-7d6b-49fd-9459-f57d0921d704 | VWm2cPDmAcpfxRuvLkpQik8UeocuVWVK6f5xUgKNlQc= | C:\Temp\vw\test data\ppmd_templates_NBCD4.rvt | 35
ppmd_templates_NBCD4.rvt | NBCD1 - INTERIOR DESIGN | FALSE | Room Noise¦Max NC | Noise_NC_MAX | TRUE | 629b571a-1c14-443c-b8e8-1130b5edb513 | VWm2cPDmAcpfxRuvLkpQik8UeocuVWVK6f5xUgKNlQc= | C:\Temp\vw\test data\ppmd_templates_NBCD4.rvt | 40
ppmd_templates_NBCD4.rvt | NBCD1 - INTERIOR DESIGN | FALSE | Room Noise¦SC | Noise_SC | TRUE | 44bf9cd1-070a-432c-87d9-26a3211cfe07 | VWm2cPDmAcpfxRuvLkpQik8UeocuVWVK6f5xUgKNlQc= | C:\Temp\vw\test data\ppmd_templates_NBCD4.rvt | 50
ppmd_templates_NBCD4.rvt | NBCD1 - MECHANICAL DESIGN | FALSE | Air Balance | Air_Balance | TRUE | 587b3cf9-4450-4d95-b8ef-0e93665dbd91 | VWm2cPDmAcpfxRuvLkpQik8UeocuVWVK6f5xUgKNlQc= | C:\Temp\vw\test data\ppmd_templates_NBCD4.rvt | -
ppmd_templates_NBCD4.rvt | NBCD1 - MECHANICAL DESIGN | FALSE | Air Changes Total | Air_Changes_Total | TRUE | 3988d7f3-0f28-4410-866c-5bc65e1d842a | VWm2cPDmAcpfxRuvLkpQik8UeocuVWVK6f5xUgKNlQc= | C:\Temp\vw\test data\ppmd_templates_NBCD4.rvt | 6
ppmd_templates_NBCD4.rvt | NBCD1 - MECHANICAL DESIGN | FALSE | Air Changes OA | Air_Changes_OA | TRUE | b7af949f-3b64-4f85-9391-d9f17dcaad1e | VWm2cPDmAcpfxRuvLkpQik8UeocuVWVK6f5xUgKNlQc= | C:\Temp\vw\test data\ppmd_templates_NBCD4.rvt | 2
ppmd_templates_NBCD4.rvt | NBCD1 - MECHANICAL DESIGN | FALSE | 100% Exhaust Air | Exhaust_Air_100% | TRUE | 62b97784-583b-47d5-90a3-a90bbb961b6e | VWm2cPDmAcpfxRuvLkpQik8UeocuVWVK6f5xUgKNlQc= | C:\Temp\vw\test data\ppmd_templates_NBCD4.rvt | Y
ppmd_templates_NBCD4.rvt | NBCD1 - MECHANICAL DESIGN | FALSE | Summer Temp¦F | Temp_Summer_F | TRUE | 1cbf6964-bd0f-4852-b367-ef4828e2e2cc | VWm2cPDmAcpfxRuvLkpQik8UeocuVWVK6f5xUgKNlQc= | C:\Temp\vw\test data\ppmd_templates_NBCD4.rvt
ppmd_templates_NBCD4.rvt | NBCD1 - MECHANICAL DESIGN | FALSE | Summer Temp¦C | Temp_Summer_C | FALSE |  | VWm2cPDmAcpfxRuvLkpQik8UeocuVWVK6f5xUgKNlQc= | C:\Temp\vw\test data\ppmd_templates_NBCD4.rvt
ppmd_templates_NBCD4.rvt | NBCD1 - MECHANICAL DESIGN | FALSE | Summer Temp¦Note | Temp_Summer_Note | TRUE | 6248fa3c-bb43-4e1c-91bb-60e102e573b7 | VWm2cPDmAcpfxRuvLkpQik8UeocuVWVK6f5xUgKNlQc= | C:\Temp\vw\test data\ppmd_templates_NBCD4.rvt
ppmd_templates_NBCD4.rvt | NBCD1 - MECHANICAL DESIGN | FALSE | Winter Temp¦F | Temp_Winter_F | TRUE | b4f9888f-41ad-47ef-a6af-145b3de732c9 | VWm2cPDmAcpfxRuvLkpQik8UeocuVWVK6f5xUgKNlQc= | C:\Temp\vw\test data\ppmd_templates_NBCD4.rvt | 68
ppmd_templates_NBCD4.rvt | NBCD1 - MECHANICAL DESIGN | FALSE | Winter Temp¦C | Temp_Winter_C | FALSE |  | VWm2cPDmAcpfxRuvLkpQik8UeocuVWVK6f5xUgKNlQc= | C:\Temp\vw\test data\ppmd_templates_NBCD4.rvt | 20
ppmd_templates_NBCD4.rvt | NBCD1 - MECHANICAL DESIGN | FALSE | Winter Temp¦Note | Temp_Winter_Note | TRUE | aacd83fc-f530-464e-b089-01667d3c52cd | VWm2cPDmAcpfxRuvLkpQik8UeocuVWVK6f5xUgKNlQc= | C:\Temp\vw\test data\ppmd_templates_NBCD4.rvt
ppmd_templates_NBCD4.rvt | NBCD1 - MECHANICAL DESIGN | FALSE | Max Relative Humidity | Relative_Humidity | TRUE | 36ead6c1-4384-4a65-8654-06a60aef94cb | VWm2cPDmAcpfxRuvLkpQik8UeocuVWVK6f5xUgKNlQc= | C:\Temp\vw\test data\ppmd_templates_NBCD4.rvt | -
ppmd_templates_NBCD4.rvt | NBCD1 - MECHANICAL DESIGN | FALSE | Filtration¦Interm % | Filtration_Inter_% | TRUE | 4f03ad65-f905-419e-a0cf-8f58fe921fbc | VWm2cPDmAcpfxRuvLkpQik8UeocuVWVK6f5xUgKNlQc= | C:\Temp\vw\test data\ppmd_templates_NBCD4.rvt | 14
ppmd_templates_NBCD4.rvt | NBCD1 - MECHANICAL DESIGN | FALSE | Filtration¦Final % | Filtration_Final_% | TRUE | cc736e5f-46f5-476a-8d0a-ceb32d8d4e5a | VWm2cPDmAcpfxRuvLkpQik8UeocuVWVK6f5xUgKNlQc= | C:\Temp\vw\test data\ppmd_templates_NBCD4.rvt | -
ppmd_templates_NBCD4.rvt | NBCD1 - MECHANICAL DESIGN | FALSE | Notes | Mech_Notes | TRUE | a32df790-0ab9-4c4a-b19c-511c2eef6d56 | VWm2cPDmAcpfxRuvLkpQik8UeocuVWVK6f5xUgKNlQc= | C:\Temp\vw\test data\ppmd_templates_NBCD4.rvt | M
ppmd_templates_NBCD4.rvt | NBCD1 - MEDICAL GAS DESIGN | FALSE | MCA | MedGas_MCA | TRUE | 3b23ea7f-b9f1-4749-8a2b-eb6a4fab4cdc | VWm2cPDmAcpfxRuvLkpQik8UeocuVWVK6f5xUgKNlQc= | C:\Temp\vw\test data\ppmd_templates_NBCD4.rvt | 1
ppmd_templates_NBCD4.rvt | NBCD1 - MEDICAL GAS DESIGN | FALSE | DCA | MedGas_DCA | TRUE | 20dc9c73-7465-4e8a-8300-4a8b5a46a91c | VWm2cPDmAcpfxRuvLkpQik8UeocuVWVK6f5xUgKNlQc= | C:\Temp\vw\test data\ppmd_templates_NBCD4.rvt | -
ppmd_templates_NBCD4.rvt | NBCD1 - MEDICAL GAS DESIGN | FALSE | LA | MedGas_LA | TRUE | 99801083-d820-4c5f-ad07-ab168e1bbda0 | VWm2cPDmAcpfxRuvLkpQik8UeocuVWVK6f5xUgKNlQc= | C:\Temp\vw\test data\ppmd_templates_NBCD4.rvt | -
ppmd_templates_NBCD4.rvt | NBCD1 - MEDICAL GAS DESIGN | FALSE | PA | MedGas_PA | TRUE | 55793ba6-1647-428e-86f6-5ce4153c7f2e | VWm2cPDmAcpfxRuvLkpQik8UeocuVWVK6f5xUgKNlQc= | C:\Temp\vw\test data\ppmd_templates_NBCD4.rvt | 1
ppmd_templates_NBCD4.rvt | NBCD1 - MEDICAL GAS DESIGN | FALSE | MV | MedGas_MV | TRUE | 0a0bec6d-9172-4a2c-9fb3-7616a08f677a | VWm2cPDmAcpfxRuvLkpQik8UeocuVWVK6f5xUgKNlQc= | C:\Temp\vw\test data\ppmd_templates_NBCD4.rvt | 1
ppmd_templates_NBCD4.rvt | NBCD1 - MEDICAL GAS DESIGN | FALSE | DHV | MedGas_DHV | TRUE | 79779898-9917-494b-a027-0013b44e14f1 | VWm2cPDmAcpfxRuvLkpQik8UeocuVWVK6f5xUgKNlQc= | C:\Temp\vw\test data\ppmd_templates_NBCD4.rvt | -
ppmd_templates_NBCD4.rvt | NBCD1 - MEDICAL GAS DESIGN | FALSE | DLV | MedGas_DLV | TRUE | bcdcef93-2e56-440a-a8f7-e9973eadba59 | VWm2cPDmAcpfxRuvLkpQik8UeocuVWVK6f5xUgKNlQc= | C:\Temp\vw\test data\ppmd_templates_NBCD4.rvt | -
ppmd_templates_NBCD4.rvt | NBCD1 - MEDICAL GAS DESIGN | FALSE | LDE | MedGas_LDE | TRUE | cc6496eb-fa04-4455-81d4-1dfb1e6aaa52 | VWm2cPDmAcpfxRuvLkpQik8UeocuVWVK6f5xUgKNlQc= | C:\Temp\vw\test data\ppmd_templates_NBCD4.rvt | -
ppmd_templates_NBCD4.rvt | NBCD1 - MEDICAL GAS DESIGN | FALSE | OX | MedGas_OX | TRUE | 59f6c2e0-639e-4476-adf0-a5c19b1199db | VWm2cPDmAcpfxRuvLkpQik8UeocuVWVK6f5xUgKNlQc= | C:\Temp\vw\test data\ppmd_templates_NBCD4.rvt | 1
ppmd_templates_NBCD4.rvt | NBCD1 - MEDICAL GAS DESIGN | FALSE | NO | MedGas_NO | TRUE | 1f31b342-99ad-494b-90ce-f27b8fc04b75 | VWm2cPDmAcpfxRuvLkpQik8UeocuVWVK6f5xUgKNlQc= | C:\Temp\vw\test data\ppmd_templates_NBCD4.rvt | -
ppmd_templates_NBCD4.rvt | NBCD1 - MEDICAL GAS DESIGN | FALSE | NI | MedGas_NI | TRUE | ea24567d-1f4e-45f9-907f-a79ef8b323b1 | VWm2cPDmAcpfxRuvLkpQik8UeocuVWVK6f5xUgKNlQc= | C:\Temp\vw\test data\ppmd_templates_NBCD4.rvt | -
ppmd_templates_NBCD4.rvt | NBCD1 - MEDICAL GAS DESIGN | FALSE | WAGD | MedGas_WAGD | TRUE | 1aa3572e-5073-44b4-acb3-ff8739230b69 | VWm2cPDmAcpfxRuvLkpQik8UeocuVWVK6f5xUgKNlQc= | C:\Temp\vw\test data\ppmd_templates_NBCD4.rvt | -
ppmd_templates_NBCD4.rvt | NBCD1 - MEDICAL GAS DESIGN | FALSE | Notes1 | MedGas_Notes | TRUE | 69d1283f-21ef-46f3-9ebb-e36d00ef4da3 | VWm2cPDmAcpfxRuvLkpQik8UeocuVWVK6f5xUgKNlQc= | C:\Temp\vw\test data\ppmd_templates_NBCD4.rvt | B
ppmd_templates_NBCD4.rvt | NBCD1 - MEDICAL GAS DESIGN | FALSE | Notes2 | MedGas_Notes2 | TRUE | 867f4341-094b-4cc7-b128-8c28392e09cd | VWm2cPDmAcpfxRuvLkpQik8UeocuVWVK6f5xUgKNlQc= | C:\Temp\vw\test data\ppmd_templates_NBCD4.rvt
ppmd_templates_NBCD4.rvt | NBCD1 - STRUCTURAL DESIGN | FALSE | Structural Load¦psf | Str_FloorLoad_psf | TRUE | 654b90c9-d71e-4bcd-9f27-a1532becca95 | VWm2cPDmAcpfxRuvLkpQik8UeocuVWVK6f5xUgKNlQc= | C:\Temp\vw\test data\ppmd_templates_NBCD4.rvt | 100
ppmd_templates_NBCD4.rvt | NBCD1 - STRUCTURAL DESIGN | FALSE | Structural Load¦kPA | Str_FloorLoad_kPA | FALSE |  | VWm2cPDmAcpfxRuvLkpQik8UeocuVWVK6f5xUgKNlQc= | C:\Temp\vw\test data\ppmd_templates_NBCD4.rvt | 5
ppmd_templates_NBCD4.rvt | NBCD1 - STRUCTURAL DESIGN | FALSE | Notes | Str_Notes | TRUE | 509b36e6-cf53-4158-b357-61e3cedd6faa | VWm2cPDmAcpfxRuvLkpQik8UeocuVWVK6f5xUgKNlQc= | C:\Temp\vw\test data\ppmd_templates_NBCD4.rvt
ppmd_templates_NBCD4.rvt | NBCD4 - EQUIPMENT SCHEDULE | TRUE | JSN | JSN | TRUE | 8632cd76-2ab9-457d-8db7-39197de446a2 | VWm2cPDmAcpfxRuvLkpQik8UeocuVWVK6f5xUgKNlQc= | C:\Temp\vw\test data\ppmd_templates_NBCD4.rvt | A5025¦A5106¦F2020¦M3072
ppmd_templates_NBCD4.rvt | NBCD4 - EQUIPMENT SCHEDULE | TRUE | Nomenclature | Nomenclature | TRUE | f004b755-1952-4a21-a1c1-98f41ef6a86c | VWm2cPDmAcpfxRuvLkpQik8UeocuVWVK6f5xUgKNlQc= | C:\Temp\vw\test data\ppmd_templates_NBCD4.rvt | Bench, Locker Room, Portable¦Waste Disposal Unit, Sharps w/Glove Dispenser¦Can, Trash, 44 Gallon¦Frame, Infectious Waste Bag w/Lid
ppmd_templates_NBCD4.rvt | NBCD4 - EQUIPMENT SCHEDULE | TRUE | Qty | Count | FALSE |  | VWm2cPDmAcpfxRuvLkpQik8UeocuVWVK6f5xUgKNlQc= | C:\Temp\vw\test data\ppmd_templates_NBCD4.rvt | 1¦1¦1¦1
ppmd_templates_NBCD4.rvt | NBCD4 - EQUIPMENT SCHEDULE | TRUE | LF | CustomLength | TRUE | f338df87-67c7-40c3-b0e8-6ebb5a3fe5b8 | VWm2cPDmAcpfxRuvLkpQik8UeocuVWVK6f5xUgKNlQc= | C:\Temp\vw\test data\ppmd_templates_NBCD4.rvt
ppmd_templates_NBCD4.rvt | NBCD4 - EQUIPMENT SCHEDULE | TRUE | Logistics¦AR | CAT_Army | TRUE | fa0e0053-bcc4-42e8-881f-6a4690f994c9 | VWm2cPDmAcpfxRuvLkpQik8UeocuVWVK6f5xUgKNlQc= | C:\Temp\vw\test data\ppmd_templates_NBCD4.rvt | C¦C¦C¦C
ppmd_templates_NBCD4.rvt | NBCD4 - EQUIPMENT SCHEDULE | TRUE | Logistics¦NA | CAT_Navy | TRUE | 183e77a6-b75d-41a5-8f81-f6abfee236ec | VWm2cPDmAcpfxRuvLkpQik8UeocuVWVK6f5xUgKNlQc= | C:\Temp\vw\test data\ppmd_templates_NBCD4.rvt | C¦A¦C¦C
ppmd_templates_NBCD4.rvt | NBCD4 - EQUIPMENT SCHEDULE | TRUE | Logistics¦AF | CAT_AF | TRUE | 053816d3-2f83-4e72-9b30-0a25ff75573f | VWm2cPDmAcpfxRuvLkpQik8UeocuVWVK6f5xUgKNlQc= | C:\Temp\vw\test data\ppmd_templates_NBCD4.rvt | C¦C¦C¦C
ppmd_templates_NBCD4.rvt | NBCD4 - EQUIPMENT SCHEDULE | TRUE | Logistics¦VA | CAT_VA | TRUE | abab06e0-bc20-4958-a9a7-acf73c376614 | VWm2cPDmAcpfxRuvLkpQik8UeocuVWVK6f5xUgKNlQc= | C:\Temp\vw\test data\ppmd_templates_NBCD4.rvt | C¦C¦C¦C
ppmd_templates_NBCD4.rvt | NBCD4 - EQUIPMENT SCHEDULE | TRUE | Utilities¦1 | UTIL_1_WaterDrain | TRUE | 594b780e-c62e-473b-9f66-4d3db2fa1b7f | VWm2cPDmAcpfxRuvLkpQik8UeocuVWVK6f5xUgKNlQc= | C:\Temp\vw\test data\ppmd_templates_NBCD4.rvt | -¦-¦-¦-
ppmd_templates_NBCD4.rvt | NBCD4 - EQUIPMENT SCHEDULE | TRUE | Utilities¦2 | UTIL_2_Elec | TRUE | 28082216-138e-4a2f-9824-e96dbd7e3cd0 | VWm2cPDmAcpfxRuvLkpQik8UeocuVWVK6f5xUgKNlQc= | C:\Temp\vw\test data\ppmd_templates_NBCD4.rvt | -¦-¦-¦-
ppmd_templates_NBCD4.rvt | NBCD4 - EQUIPMENT SCHEDULE | TRUE | Utilities¦3 | UTIL_3_MedGas | TRUE | 22af1ef2-54f0-4b6e-b40a-7064dfb8769c | VWm2cPDmAcpfxRuvLkpQik8UeocuVWVK6f5xUgKNlQc= | C:\Temp\vw\test data\ppmd_templates_NBCD4.rvt | -¦-¦-¦-
ppmd_templates_NBCD4.rvt | NBCD4 - EQUIPMENT SCHEDULE | TRUE | Utilities¦4 | UTIL_4_MiscGas | TRUE | 745b8c3e-fd4a-4430-994a-d25826e1e484 | VWm2cPDmAcpfxRuvLkpQik8UeocuVWVK6f5xUgKNlQc= | C:\Temp\vw\test data\ppmd_templates_NBCD4.rvt | -¦-¦-¦-
ppmd_templates_NBCD4.rvt | NBCD4 - EQUIPMENT SCHEDULE | TRUE | Utilities¦5 | UTIL_5_NonMedGas | TRUE | 323edf97-d058-44ef-a0fb-1836c80554d8 | VWm2cPDmAcpfxRuvLkpQik8UeocuVWVK6f5xUgKNlQc= | C:\Temp\vw\test data\ppmd_templates_NBCD4.rvt | -¦-¦-¦-
ppmd_templates_NBCD4.rvt | NBCD4 - EQUIPMENT SCHEDULE | TRUE | Utilities¦6 | UTIL_6_Misc | TRUE | 38083e2d-8ba3-4868-9752-742b7a4a9586 | VWm2cPDmAcpfxRuvLkpQik8UeocuVWVK6f5xUgKNlQc= | C:\Temp\vw\test data\ppmd_templates_NBCD4.rvt | -¦-¦-¦-
ppmd_templates_NBCD5.rvt | Data Device Schedule | FALSE | Mark | Mark | TRUE | edcc09c4-d94d-408f-8514-ab75832a5f8a | A1GB6XRVe0etIfMj0zWSZVVAeuLWv0z0L+lobn86DOY= | C:\Temp\vw\test data\ppmd_templates_NBCD5.rvt
ppmd_templates_NBCD5.rvt | Data Device Schedule | FALSE | Family | Family | FALSE |  | A1GB6XRVe0etIfMj0zWSZVVAeuLWv0z0L+lobn86DOY= | C:\Temp\vw\test data\ppmd_templates_NBCD5.rvt
ppmd_templates_NBCD5.rvt | Data Device Schedule | FALSE | OmniClass Number | OmniClass Number | FALSE |  | A1GB6XRVe0etIfMj0zWSZVVAeuLWv0z0L+lobn86DOY= | C:\Temp\vw\test data\ppmd_templates_NBCD5.rvt
ppmd_templates_NBCD5.rvt | Data Device Schedule | FALSE | Type | Type | FALSE |  | A1GB6XRVe0etIfMj0zWSZVVAeuLWv0z0L+lobn86DOY= | C:\Temp\vw\test data\ppmd_templates_NBCD5.rvt
ppmd_templates_NBCD5.rvt | Data Device Schedule | FALSE | Count | Count | FALSE |  | A1GB6XRVe0etIfMj0zWSZVVAeuLWv0z0L+lobn86DOY= | C:\Temp\vw\test data\ppmd_templates_NBCD5.rvt
ppmd_templates_NBCD5.rvt | NBCD1 - DATA/TELEPHONE EQUIPMENT | FALSE | JSN | JSN | TRUE | 8632cd76-2ab9-457d-8db7-39197de446a2 | A1GB6XRVe0etIfMj0zWSZVVAeuLWv0z0L+lobn86DOY= | C:\Temp\vw\test data\ppmd_templates_NBCD5.rvt
ppmd_templates_NBCD5.rvt | NBCD1 - DATA/TELEPHONE EQUIPMENT | FALSE | Nomenclature | Nomenclature | TRUE | f004b755-1952-4a21-a1c1-98f41ef6a86c | A1GB6XRVe0etIfMj0zWSZVVAeuLWv0z0L+lobn86DOY= | C:\Temp\vw\test data\ppmd_templates_NBCD5.rvt
ppmd_templates_NBCD5.rvt | NBCD1 - DATA/TELEPHONE EQUIPMENT | FALSE | Qty | Count | FALSE |  | A1GB6XRVe0etIfMj0zWSZVVAeuLWv0z0L+lobn86DOY= | C:\Temp\vw\test data\ppmd_templates_NBCD5.rvt
ppmd_templates_NBCD5.rvt | NBCD1 - DATA/TELEPHONE EQUIPMENT | FALSE | Logistics¦AR | CAT_Army | TRUE | fa0e0053-bcc4-42e8-881f-6a4690f994c9 | A1GB6XRVe0etIfMj0zWSZVVAeuLWv0z0L+lobn86DOY= | C:\Temp\vw\test data\ppmd_templates_NBCD5.rvt
ppmd_templates_NBCD5.rvt | NBCD1 - DATA/TELEPHONE EQUIPMENT | FALSE | Logistics¦NA | CAT_Navy | TRUE | 183e77a6-b75d-41a5-8f81-f6abfee236ec | A1GB6XRVe0etIfMj0zWSZVVAeuLWv0z0L+lobn86DOY= | C:\Temp\vw\test data\ppmd_templates_NBCD5.rvt
ppmd_templates_NBCD5.rvt | NBCD1 - DATA/TELEPHONE EQUIPMENT | FALSE | Logistics¦AF | CAT_AF | TRUE | 053816d3-2f83-4e72-9b30-0a25ff75573f | A1GB6XRVe0etIfMj0zWSZVVAeuLWv0z0L+lobn86DOY= | C:\Temp\vw\test data\ppmd_templates_NBCD5.rvt
ppmd_templates_NBCD5.rvt | NBCD1 - DATA/TELEPHONE EQUIPMENT | FALSE | Logistics¦VA | CAT_VA | TRUE | abab06e0-bc20-4958-a9a7-acf73c376614 | A1GB6XRVe0etIfMj0zWSZVVAeuLWv0z0L+lobn86DOY= | C:\Temp\vw\test data\ppmd_templates_NBCD5.rvt
ppmd_templates_NBCD5.rvt | NBCD1 - DOOR SCHEDULE | FALSE | Mark | Construction Type | FALSE |  | A1GB6XRVe0etIfMj0zWSZVVAeuLWv0z0L+lobn86DOY= | C:\Temp\vw\test data\ppmd_templates_NBCD5.rvt | B¦B
ppmd_templates_NBCD5.rvt | NBCD1 - DOOR SCHEDULE | FALSE | Type | Family | FALSE |  | A1GB6XRVe0etIfMj0zWSZVVAeuLWv0z0L+lobn86DOY= | C:\Temp\vw\test data\ppmd_templates_NBCD5.rvt | Single-Flush¦Single-Flush
ppmd_templates_NBCD5.rvt | NBCD1 - DOOR SCHEDULE | FALSE | Count | Count | FALSE |  | A1GB6XRVe0etIfMj0zWSZVVAeuLWv0z0L+lobn86DOY= | C:\Temp\vw\test data\ppmd_templates_NBCD5.rvt | 1¦1
ppmd_templates_NBCD5.rvt | NBCD1 - DOOR SCHEDULE | FALSE | Height¦ft - in | Height | FALSE |  | A1GB6XRVe0etIfMj0zWSZVVAeuLWv0z0L+lobn86DOY= | C:\Temp\vw\test data\ppmd_templates_NBCD5.rvt | 7' - 0"¦7' - 0"
ppmd_templates_NBCD5.rvt | NBCD1 - DOOR SCHEDULE | FALSE | Width¦ft - in | Width | FALSE |  | A1GB6XRVe0etIfMj0zWSZVVAeuLWv0z0L+lobn86DOY= | C:\Temp\vw\test data\ppmd_templates_NBCD5.rvt | 3' - 6"¦3' - 6"
ppmd_templates_NBCD5.rvt | NBCD1 - DOOR SCHEDULE | FALSE | Notes | Type Comments | FALSE |  | A1GB6XRVe0etIfMj0zWSZVVAeuLWv0z0L+lobn86DOY= | C:\Temp\vw\test data\ppmd_templates_NBCD5.rvt
ppmd_templates_NBCD5.rvt | NBCD1 - ELECTRICAL DESIGN | FALSE | Lighting¦LUX1 | Light_Level_LUX | TRUE | fc853981-f613-4f05-81bd-e48fb947424b | A1GB6XRVe0etIfMj0zWSZVVAeuLWv0z0L+lobn86DOY= | C:\Temp\vw\test data\ppmd_templates_NBCD5.rvt | 500
ppmd_templates_NBCD5.rvt | NBCD1 - ELECTRICAL DESIGN | FALSE | Lighting¦Footcandles1 | Light_Level_FC | FALSE |  | A1GB6XRVe0etIfMj0zWSZVVAeuLWv0z0L+lobn86DOY= | C:\Temp\vw\test data\ppmd_templates_NBCD5.rvt | 46
ppmd_templates_NBCD5.rvt | NBCD1 - ELECTRICAL DESIGN | FALSE | Lighting¦LUX2 | Light_Level_LUX2 | TRUE | 172f1cff-58cc-41cd-b888-0e7a81d2bf40 | A1GB6XRVe0etIfMj0zWSZVVAeuLWv0z0L+lobn86DOY= | C:\Temp\vw\test data\ppmd_templates_NBCD5.rvt
ppmd_templates_NBCD5.rvt | NBCD1 - ELECTRICAL DESIGN | FALSE | Lighting¦Footcandles2 | Light_Level_FC2 | FALSE |  | A1GB6XRVe0etIfMj0zWSZVVAeuLWv0z0L+lobn86DOY= | C:\Temp\vw\test data\ppmd_templates_NBCD5.rvt
ppmd_templates_NBCD5.rvt | NBCD1 - ELECTRICAL DESIGN | FALSE | Lighting¦Notes | Light_Notes | TRUE | a36245ac-ea57-45c2-bac5-bed4d04a4f78 | A1GB6XRVe0etIfMj0zWSZVVAeuLWv0z0L+lobn86DOY= | C:\Temp\vw\test data\ppmd_templates_NBCD5.rvt | C
ppmd_templates_NBCD5.rvt | NBCD1 - ELECTRICAL DESIGN | FALSE | Lighting¦Notes2 | Light_Notes2 | TRUE | 6d0b4891-ce4c-45f8-9560-387866098a10 | A1GB6XRVe0etIfMj0zWSZVVAeuLWv0z0L+lobn86DOY= | C:\Temp\vw\test data\ppmd_templates_NBCD5.rvt
ppmd_templates_NBCD5.rvt | NBCD1 - ELECTRICAL DESIGN | FALSE | Essential Power¦% Power | ES_Power% | TRUE | 7cbfe71a-865f-4cf4-b400-c67e3939439b | A1GB6XRVe0etIfMj0zWSZVVAeuLWv0z0L+lobn86DOY= | C:\Temp\vw\test data\ppmd_templates_NBCD5.rvt | R
ppmd_templates_NBCD5.rvt | NBCD1 - ELECTRICAL DESIGN | FALSE | Essential Power¦% Light | ES_Light% | TRUE | af00a8bb-40cb-434a-a7e5-b4140f3c844f | A1GB6XRVe0etIfMj0zWSZVVAeuLWv0z0L+lobn86DOY= | C:\Temp\vw\test data\ppmd_templates_NBCD5.rvt | L
ppmd_templates_NBCD5.rvt | NBCD1 - ELECTRICAL DESIGN | FALSE | Essential Power¦Notes | ES_Notes | TRUE | 0c3ae867-1060-40b5-bb68-261d16a167a0 | A1GB6XRVe0etIfMj0zWSZVVAeuLWv0z0L+lobn86DOY= | C:\Temp\vw\test data\ppmd_templates_NBCD5.rvt | -
ppmd_templates_NBCD5.rvt | NBCD1 - INTERIOR DESIGN | FALSE | Floor Finish¦Preferred | Floor Finish | FALSE |  | A1GB6XRVe0etIfMj0zWSZVVAeuLWv0z0L+lobn86DOY= | C:\Temp\vw\test data\ppmd_templates_NBCD5.rvt | CS
ppmd_templates_NBCD5.rvt | NBCD1 - INTERIOR DESIGN | FALSE | Floor Finish¦Alternate | Floor Finish2 | TRUE | 4030719d-a272-441a-8bfa-d5eb510a1687 | A1GB6XRVe0etIfMj0zWSZVVAeuLWv0z0L+lobn86DOY= | C:\Temp\vw\test data\ppmd_templates_NBCD5.rvt | -
ppmd_templates_NBCD5.rvt | NBCD1 - INTERIOR DESIGN | FALSE | Wall Finish¦Preferred | Wall Finish | FALSE |  | A1GB6XRVe0etIfMj0zWSZVVAeuLWv0z0L+lobn86DOY= | C:\Temp\vw\test data\ppmd_templates_NBCD5.rvt | SSP
ppmd_templates_NBCD5.rvt | NBCD1 - INTERIOR DESIGN | FALSE | Wall Finish¦Alternate | Wall Finish2 | TRUE | 5a49d499-57b3-4e1f-afc0-4c041c862be1 | A1GB6XRVe0etIfMj0zWSZVVAeuLWv0z0L+lobn86DOY= | C:\Temp\vw\test data\ppmd_templates_NBCD5.rvt | -
ppmd_templates_NBCD5.rvt | NBCD1 - INTERIOR DESIGN | FALSE | Ceiling Finish¦Preferred | Ceiling Finish | FALSE |  | A1GB6XRVe0etIfMj0zWSZVVAeuLWv0z0L+lobn86DOY= | C:\Temp\vw\test data\ppmd_templates_NBCD5.rvt | SSP
ppmd_templates_NBCD5.rvt | NBCD1 - INTERIOR DESIGN | FALSE | Ceiling Finish¦Alternate | Ceiling Finish2 | TRUE | acb31fd1-378b-4329-97b0-400ae39b5bc4 | A1GB6XRVe0etIfMj0zWSZVVAeuLWv0z0L+lobn86DOY= | C:\Temp\vw\test data\ppmd_templates_NBCD5.rvt | -
ppmd_templates_NBCD5.rvt | NBCD1 - INTERIOR DESIGN | FALSE | Room Height¦ft - in | Ceiling_Hgt_IP | TRUE | 9f14ca4f-2465-4385-a17c-7aa549f64c09 | A1GB6XRVe0etIfMj0zWSZVVAeuLWv0z0L+lobn86DOY= | C:\Temp\vw\test data\ppmd_templates_NBCD5.rvt | 8' - 0"
ppmd_templates_NBCD5.rvt | NBCD1 - INTERIOR DESIGN | FALSE | Room Noise¦Min NC | Noise_NC_MIN | TRUE | 8c49df6c-7d6b-49fd-9459-f57d0921d704 | A1GB6XRVe0etIfMj0zWSZVVAeuLWv0z0L+lobn86DOY= | C:\Temp\vw\test data\ppmd_templates_NBCD5.rvt | 35
ppmd_templates_NBCD5.rvt | NBCD1 - INTERIOR DESIGN | FALSE | Room Noise¦Max NC | Noise_NC_MAX | TRUE | 629b571a-1c14-443c-b8e8-1130b5edb513 | A1GB6XRVe0etIfMj0zWSZVVAeuLWv0z0L+lobn86DOY= | C:\Temp\vw\test data\ppmd_templates_NBCD5.rvt | 40
ppmd_templates_NBCD5.rvt | NBCD1 - INTERIOR DESIGN | FALSE | Room Noise¦SC | Noise_SC | TRUE | 44bf9cd1-070a-432c-87d9-26a3211cfe07 | A1GB6XRVe0etIfMj0zWSZVVAeuLWv0z0L+lobn86DOY= | C:\Temp\vw\test data\ppmd_templates_NBCD5.rvt | 50
ppmd_templates_NBCD5.rvt | NBCD1 - MECHANICAL DESIGN | FALSE | Air Balance | Air_Balance | TRUE | 587b3cf9-4450-4d95-b8ef-0e93665dbd91 | A1GB6XRVe0etIfMj0zWSZVVAeuLWv0z0L+lobn86DOY= | C:\Temp\vw\test data\ppmd_templates_NBCD5.rvt | -
ppmd_templates_NBCD5.rvt | NBCD1 - MECHANICAL DESIGN | FALSE | Air Changes Total | Air_Changes_Total | TRUE | 3988d7f3-0f28-4410-866c-5bc65e1d842a | A1GB6XRVe0etIfMj0zWSZVVAeuLWv0z0L+lobn86DOY= | C:\Temp\vw\test data\ppmd_templates_NBCD5.rvt | 6
ppmd_templates_NBCD5.rvt | NBCD1 - MECHANICAL DESIGN | FALSE | Air Changes OA | Air_Changes_OA | TRUE | b7af949f-3b64-4f85-9391-d9f17dcaad1e | A1GB6XRVe0etIfMj0zWSZVVAeuLWv0z0L+lobn86DOY= | C:\Temp\vw\test data\ppmd_templates_NBCD5.rvt | 2
ppmd_templates_NBCD5.rvt | NBCD1 - MECHANICAL DESIGN | FALSE | 100% Exhaust Air | Exhaust_Air_100% | TRUE | 62b97784-583b-47d5-90a3-a90bbb961b6e | A1GB6XRVe0etIfMj0zWSZVVAeuLWv0z0L+lobn86DOY= | C:\Temp\vw\test data\ppmd_templates_NBCD5.rvt | Y
ppmd_templates_NBCD5.rvt | NBCD1 - MECHANICAL DESIGN | FALSE | Summer Temp¦F | Temp_Summer_F | TRUE | 1cbf6964-bd0f-4852-b367-ef4828e2e2cc | A1GB6XRVe0etIfMj0zWSZVVAeuLWv0z0L+lobn86DOY= | C:\Temp\vw\test data\ppmd_templates_NBCD5.rvt
ppmd_templates_NBCD5.rvt | NBCD1 - MECHANICAL DESIGN | FALSE | Summer Temp¦C | Temp_Summer_C | FALSE |  | A1GB6XRVe0etIfMj0zWSZVVAeuLWv0z0L+lobn86DOY= | C:\Temp\vw\test data\ppmd_templates_NBCD5.rvt
ppmd_templates_NBCD5.rvt | NBCD1 - MECHANICAL DESIGN | FALSE | Summer Temp¦Note | Temp_Summer_Note | TRUE | 6248fa3c-bb43-4e1c-91bb-60e102e573b7 | A1GB6XRVe0etIfMj0zWSZVVAeuLWv0z0L+lobn86DOY= | C:\Temp\vw\test data\ppmd_templates_NBCD5.rvt
ppmd_templates_NBCD5.rvt | NBCD1 - MECHANICAL DESIGN | FALSE | Winter Temp¦F | Temp_Winter_F | TRUE | b4f9888f-41ad-47ef-a6af-145b3de732c9 | A1GB6XRVe0etIfMj0zWSZVVAeuLWv0z0L+lobn86DOY= | C:\Temp\vw\test data\ppmd_templates_NBCD5.rvt | 68
ppmd_templates_NBCD5.rvt | NBCD1 - MECHANICAL DESIGN | FALSE | Winter Temp¦C | Temp_Winter_C | FALSE |  | A1GB6XRVe0etIfMj0zWSZVVAeuLWv0z0L+lobn86DOY= | C:\Temp\vw\test data\ppmd_templates_NBCD5.rvt | 20
ppmd_templates_NBCD5.rvt | NBCD1 - MECHANICAL DESIGN | FALSE | Winter Temp¦Note | Temp_Winter_Note | TRUE | aacd83fc-f530-464e-b089-01667d3c52cd | A1GB6XRVe0etIfMj0zWSZVVAeuLWv0z0L+lobn86DOY= | C:\Temp\vw\test data\ppmd_templates_NBCD5.rvt
ppmd_templates_NBCD5.rvt | NBCD1 - MECHANICAL DESIGN | FALSE | Max Relative Humidity | Relative_Humidity | TRUE | 36ead6c1-4384-4a65-8654-06a60aef94cb | A1GB6XRVe0etIfMj0zWSZVVAeuLWv0z0L+lobn86DOY= | C:\Temp\vw\test data\ppmd_templates_NBCD5.rvt | -
ppmd_templates_NBCD5.rvt | NBCD1 - MECHANICAL DESIGN | FALSE | Filtration¦Interm % | Filtration_Inter_% | TRUE | 4f03ad65-f905-419e-a0cf-8f58fe921fbc | A1GB6XRVe0etIfMj0zWSZVVAeuLWv0z0L+lobn86DOY= | C:\Temp\vw\test data\ppmd_templates_NBCD5.rvt | 14
ppmd_templates_NBCD5.rvt | NBCD1 - MECHANICAL DESIGN | FALSE | Filtration¦Final % | Filtration_Final_% | TRUE | cc736e5f-46f5-476a-8d0a-ceb32d8d4e5a | A1GB6XRVe0etIfMj0zWSZVVAeuLWv0z0L+lobn86DOY= | C:\Temp\vw\test data\ppmd_templates_NBCD5.rvt | -
ppmd_templates_NBCD5.rvt | NBCD1 - MECHANICAL DESIGN | FALSE | Notes | Mech_Notes | TRUE | a32df790-0ab9-4c4a-b19c-511c2eef6d56 | A1GB6XRVe0etIfMj0zWSZVVAeuLWv0z0L+lobn86DOY= | C:\Temp\vw\test data\ppmd_templates_NBCD5.rvt | M
ppmd_templates_NBCD5.rvt | NBCD1 - MEDICAL GAS DESIGN | FALSE | MCA | MedGas_MCA | TRUE | 3b23ea7f-b9f1-4749-8a2b-eb6a4fab4cdc | A1GB6XRVe0etIfMj0zWSZVVAeuLWv0z0L+lobn86DOY= | C:\Temp\vw\test data\ppmd_templates_NBCD5.rvt | 1
ppmd_templates_NBCD5.rvt | NBCD1 - MEDICAL GAS DESIGN | FALSE | DCA | MedGas_DCA | TRUE | 20dc9c73-7465-4e8a-8300-4a8b5a46a91c | A1GB6XRVe0etIfMj0zWSZVVAeuLWv0z0L+lobn86DOY= | C:\Temp\vw\test data\ppmd_templates_NBCD5.rvt | -
ppmd_templates_NBCD5.rvt | NBCD1 - MEDICAL GAS DESIGN | FALSE | LA | MedGas_LA | TRUE | 99801083-d820-4c5f-ad07-ab168e1bbda0 | A1GB6XRVe0etIfMj0zWSZVVAeuLWv0z0L+lobn86DOY= | C:\Temp\vw\test data\ppmd_templates_NBCD5.rvt | -
ppmd_templates_NBCD5.rvt | NBCD1 - MEDICAL GAS DESIGN | FALSE | PA | MedGas_PA | TRUE | 55793ba6-1647-428e-86f6-5ce4153c7f2e | A1GB6XRVe0etIfMj0zWSZVVAeuLWv0z0L+lobn86DOY= | C:\Temp\vw\test data\ppmd_templates_NBCD5.rvt | 1
ppmd_templates_NBCD5.rvt | NBCD1 - MEDICAL GAS DESIGN | FALSE | MV | MedGas_MV | TRUE | 0a0bec6d-9172-4a2c-9fb3-7616a08f677a | A1GB6XRVe0etIfMj0zWSZVVAeuLWv0z0L+lobn86DOY= | C:\Temp\vw\test data\ppmd_templates_NBCD5.rvt | 1
ppmd_templates_NBCD5.rvt | NBCD1 - MEDICAL GAS DESIGN | FALSE | DHV | MedGas_DHV | TRUE | 79779898-9917-494b-a027-0013b44e14f1 | A1GB6XRVe0etIfMj0zWSZVVAeuLWv0z0L+lobn86DOY= | C:\Temp\vw\test data\ppmd_templates_NBCD5.rvt | -
ppmd_templates_NBCD5.rvt | NBCD1 - MEDICAL GAS DESIGN | FALSE | DLV | MedGas_DLV | TRUE | bcdcef93-2e56-440a-a8f7-e9973eadba59 | A1GB6XRVe0etIfMj0zWSZVVAeuLWv0z0L+lobn86DOY= | C:\Temp\vw\test data\ppmd_templates_NBCD5.rvt | -
ppmd_templates_NBCD5.rvt | NBCD1 - MEDICAL GAS DESIGN | FALSE | LDE | MedGas_LDE | TRUE | cc6496eb-fa04-4455-81d4-1dfb1e6aaa52 | A1GB6XRVe0etIfMj0zWSZVVAeuLWv0z0L+lobn86DOY= | C:\Temp\vw\test data\ppmd_templates_NBCD5.rvt | -
ppmd_templates_NBCD5.rvt | NBCD1 - MEDICAL GAS DESIGN | FALSE | OX | MedGas_OX | TRUE | 59f6c2e0-639e-4476-adf0-a5c19b1199db | A1GB6XRVe0etIfMj0zWSZVVAeuLWv0z0L+lobn86DOY= | C:\Temp\vw\test data\ppmd_templates_NBCD5.rvt | 1
ppmd_templates_NBCD5.rvt | NBCD1 - MEDICAL GAS DESIGN | FALSE | NO | MedGas_NO | TRUE | 1f31b342-99ad-494b-90ce-f27b8fc04b75 | A1GB6XRVe0etIfMj0zWSZVVAeuLWv0z0L+lobn86DOY= | C:\Temp\vw\test data\ppmd_templates_NBCD5.rvt | -
ppmd_templates_NBCD5.rvt | NBCD1 - MEDICAL GAS DESIGN | FALSE | NI | MedGas_NI | TRUE | ea24567d-1f4e-45f9-907f-a79ef8b323b1 | A1GB6XRVe0etIfMj0zWSZVVAeuLWv0z0L+lobn86DOY= | C:\Temp\vw\test data\ppmd_templates_NBCD5.rvt | -
ppmd_templates_NBCD5.rvt | NBCD1 - MEDICAL GAS DESIGN | FALSE | WAGD | MedGas_WAGD | TRUE | 1aa3572e-5073-44b4-acb3-ff8739230b69 | A1GB6XRVe0etIfMj0zWSZVVAeuLWv0z0L+lobn86DOY= | C:\Temp\vw\test data\ppmd_templates_NBCD5.rvt | -
ppmd_templates_NBCD5.rvt | NBCD1 - MEDICAL GAS DESIGN | FALSE | Notes1 | MedGas_Notes | TRUE | 69d1283f-21ef-46f3-9ebb-e36d00ef4da3 | A1GB6XRVe0etIfMj0zWSZVVAeuLWv0z0L+lobn86DOY= | C:\Temp\vw\test data\ppmd_templates_NBCD5.rvt | B
ppmd_templates_NBCD5.rvt | NBCD1 - MEDICAL GAS DESIGN | FALSE | Notes2 | MedGas_Notes2 | TRUE | 867f4341-094b-4cc7-b128-8c28392e09cd | A1GB6XRVe0etIfMj0zWSZVVAeuLWv0z0L+lobn86DOY= | C:\Temp\vw\test data\ppmd_templates_NBCD5.rvt
ppmd_templates_NBCD5.rvt | NBCD1 - STRUCTURAL DESIGN | FALSE | Structural Load¦psf | Str_FloorLoad_psf | TRUE | 654b90c9-d71e-4bcd-9f27-a1532becca95 | A1GB6XRVe0etIfMj0zWSZVVAeuLWv0z0L+lobn86DOY= | C:\Temp\vw\test data\ppmd_templates_NBCD5.rvt | 100
ppmd_templates_NBCD5.rvt | NBCD1 - STRUCTURAL DESIGN | FALSE | Structural Load¦kPA | Str_FloorLoad_kPA | FALSE |  | A1GB6XRVe0etIfMj0zWSZVVAeuLWv0z0L+lobn86DOY= | C:\Temp\vw\test data\ppmd_templates_NBCD5.rvt | 5
ppmd_templates_NBCD5.rvt | NBCD1 - STRUCTURAL DESIGN | FALSE | Notes | Str_Notes | TRUE | 509b36e6-cf53-4158-b357-61e3cedd6faa | A1GB6XRVe0etIfMj0zWSZVVAeuLWv0z0L+lobn86DOY= | C:\Temp\vw\test data\ppmd_templates_NBCD5.rvt
ppmd_templates_NBCD5.rvt | NBCD5 - EQUIPMENT SCHEDULE | TRUE | JSN | JSN | TRUE | 8632cd76-2ab9-457d-8db7-39197de446a2 | A1GB6XRVe0etIfMj0zWSZVVAeuLWv0z0L+lobn86DOY= | C:\Temp\vw\test data\ppmd_templates_NBCD5.rvt | A1066¦A5075¦A5080¦A5145¦F0515¦M3070¦P3100
ppmd_templates_NBCD5.rvt | NBCD5 - EQUIPMENT SCHEDULE | TRUE | Nomenclature | Nomenclature | TRUE | f004b755-1952-4a21-a1c1-98f41ef6a86c | A1GB6XRVe0etIfMj0zWSZVVAeuLWv0z0L+lobn86DOY= | C:\Temp\vw\test data\ppmd_templates_NBCD5.rvt | Mirror, Float Glass, With SS Frame¦Dispenser, Soap, Disposable¦Dispenser, Paper Towel, SS, Surface Mounted¦Hook, Garment, Double, SS, Surface Mounted¦Cart, Supply, Linen¦Hamper, Linen, Mobile, w/Lid¦Lavatory, Vitreous China, Slab Type
ppmd_templates_NBCD5.rvt | NBCD5 - EQUIPMENT SCHEDULE | TRUE | Qty | Count | FALSE |  | A1GB6XRVe0etIfMj0zWSZVVAeuLWv0z0L+lobn86DOY= | C:\Temp\vw\test data\ppmd_templates_NBCD5.rvt | 1¦1¦1¦2¦1¦1¦1
ppmd_templates_NBCD5.rvt | NBCD5 - EQUIPMENT SCHEDULE | TRUE | LF | CustomLength | TRUE | f338df87-67c7-40c3-b0e8-6ebb5a3fe5b8 | A1GB6XRVe0etIfMj0zWSZVVAeuLWv0z0L+lobn86DOY= | C:\Temp\vw\test data\ppmd_templates_NBCD5.rvt
ppmd_templates_NBCD5.rvt | NBCD5 - EQUIPMENT SCHEDULE | TRUE | Logistics¦AR | CAT_Army | TRUE | fa0e0053-bcc4-42e8-881f-6a4690f994c9 | A1GB6XRVe0etIfMj0zWSZVVAeuLWv0z0L+lobn86DOY= | C:\Temp\vw\test data\ppmd_templates_NBCD5.rvt | A¦C¦A¦A¦C¦C¦A
ppmd_templates_NBCD5.rvt | NBCD5 - EQUIPMENT SCHEDULE | TRUE | Logistics¦NA | CAT_Navy | TRUE | 183e77a6-b75d-41a5-8f81-f6abfee236ec | A1GB6XRVe0etIfMj0zWSZVVAeuLWv0z0L+lobn86DOY= | C:\Temp\vw\test data\ppmd_templates_NBCD5.rvt | A¦C¦A¦A¦C¦C¦A
ppmd_templates_NBCD5.rvt | NBCD5 - EQUIPMENT SCHEDULE | TRUE | Logistics¦AF | CAT_AF | TRUE | 053816d3-2f83-4e72-9b30-0a25ff75573f | A1GB6XRVe0etIfMj0zWSZVVAeuLWv0z0L+lobn86DOY= | C:\Temp\vw\test data\ppmd_templates_NBCD5.rvt | A¦C¦A¦A¦C¦C¦A
ppmd_templates_NBCD5.rvt | NBCD5 - EQUIPMENT SCHEDULE | TRUE | Logistics¦VA | CAT_VA | TRUE | abab06e0-bc20-4958-a9a7-acf73c376614 | A1GB6XRVe0etIfMj0zWSZVVAeuLWv0z0L+lobn86DOY= | C:\Temp\vw\test data\ppmd_templates_NBCD5.rvt | A¦C¦A¦A¦C¦C¦A
ppmd_templates_NBCD5.rvt | NBCD5 - EQUIPMENT SCHEDULE | TRUE | Utilities¦1 | UTIL_1_WaterDrain | TRUE | 594b780e-c62e-473b-9f66-4d3db2fa1b7f | A1GB6XRVe0etIfMj0zWSZVVAeuLWv0z0L+lobn86DOY= | C:\Temp\vw\test data\ppmd_templates_NBCD5.rvt | -¦-¦-¦-¦-¦-¦D
ppmd_templates_NBCD5.rvt | NBCD5 - EQUIPMENT SCHEDULE | TRUE | Utilities¦2 | UTIL_2_Elec | TRUE | 28082216-138e-4a2f-9824-e96dbd7e3cd0 | A1GB6XRVe0etIfMj0zWSZVVAeuLWv0z0L+lobn86DOY= | C:\Temp\vw\test data\ppmd_templates_NBCD5.rvt | -¦-¦-¦-¦-¦-¦-
ppmd_templates_NBCD5.rvt | NBCD5 - EQUIPMENT SCHEDULE | TRUE | Utilities¦3 | UTIL_3_MedGas | TRUE | 22af1ef2-54f0-4b6e-b40a-7064dfb8769c | A1GB6XRVe0etIfMj0zWSZVVAeuLWv0z0L+lobn86DOY= | C:\Temp\vw\test data\ppmd_templates_NBCD5.rvt | -¦-¦-¦-¦-¦-¦-
ppmd_templates_NBCD5.rvt | NBCD5 - EQUIPMENT SCHEDULE | TRUE | Utilities¦4 | UTIL_4_MiscGas | TRUE | 745b8c3e-fd4a-4430-994a-d25826e1e484 | A1GB6XRVe0etIfMj0zWSZVVAeuLWv0z0L+lobn86DOY= | C:\Temp\vw\test data\ppmd_templates_NBCD5.rvt | -¦-¦-¦-¦-¦-¦-
ppmd_templates_NBCD5.rvt | NBCD5 - EQUIPMENT SCHEDULE | TRUE | Utilities¦5 | UTIL_5_NonMedGas | TRUE | 323edf97-d058-44ef-a0fb-1836c80554d8 | A1GB6XRVe0etIfMj0zWSZVVAeuLWv0z0L+lobn86DOY= | C:\Temp\vw\test data\ppmd_templates_NBCD5.rvt | -¦-¦-¦-¦-¦-¦-
ppmd_templates_NBCD5.rvt | NBCD5 - EQUIPMENT SCHEDULE | TRUE | Utilities¦6 | UTIL_6_Misc | TRUE | 38083e2d-8ba3-4868-9752-742b7a4a9586 | A1GB6XRVe0etIfMj0zWSZVVAeuLWv0z0L+lobn86DOY= | C:\Temp\vw\test data\ppmd_templates_NBCD5.rvt | -¦-¦-¦-¦-¦-¦-
ppmd_templates_NCWD1.rvt | NCWD1 - DATA/TELEPHONE EQUIPMENT | FALSE | JSN | JSN | TRUE | 8632cd76-2ab9-457d-8db7-39197de446a2 | XP8z0pSNmFi+XrR3OBlid3Oxk8hAfnCKMvb54OI7BTQ= | C:\Temp\vw\test data\ppmd_templates_NCWD1.rvt
ppmd_templates_NCWD1.rvt | NCWD1 - DATA/TELEPHONE EQUIPMENT | FALSE | Nomenclature | Nomenclature | TRUE | f004b755-1952-4a21-a1c1-98f41ef6a86c | XP8z0pSNmFi+XrR3OBlid3Oxk8hAfnCKMvb54OI7BTQ= | C:\Temp\vw\test data\ppmd_templates_NCWD1.rvt
ppmd_templates_NCWD1.rvt | NCWD1 - DATA/TELEPHONE EQUIPMENT | FALSE | Qty | Count | FALSE |  | XP8z0pSNmFi+XrR3OBlid3Oxk8hAfnCKMvb54OI7BTQ= | C:\Temp\vw\test data\ppmd_templates_NCWD1.rvt
ppmd_templates_NCWD1.rvt | NCWD1 - DATA/TELEPHONE EQUIPMENT | FALSE | Logistics¦AR | CAT_Army | TRUE | fa0e0053-bcc4-42e8-881f-6a4690f994c9 | XP8z0pSNmFi+XrR3OBlid3Oxk8hAfnCKMvb54OI7BTQ= | C:\Temp\vw\test data\ppmd_templates_NCWD1.rvt
ppmd_templates_NCWD1.rvt | NCWD1 - DATA/TELEPHONE EQUIPMENT | FALSE | Logistics¦NA | CAT_Navy | TRUE | 183e77a6-b75d-41a5-8f81-f6abfee236ec | XP8z0pSNmFi+XrR3OBlid3Oxk8hAfnCKMvb54OI7BTQ= | C:\Temp\vw\test data\ppmd_templates_NCWD1.rvt
ppmd_templates_NCWD1.rvt | NCWD1 - DATA/TELEPHONE EQUIPMENT | FALSE | Logistics¦AF | CAT_AF | TRUE | 053816d3-2f83-4e72-9b30-0a25ff75573f | XP8z0pSNmFi+XrR3OBlid3Oxk8hAfnCKMvb54OI7BTQ= | C:\Temp\vw\test data\ppmd_templates_NCWD1.rvt
ppmd_templates_NCWD1.rvt | NCWD1 - DATA/TELEPHONE EQUIPMENT | FALSE | Logistics¦VA | CAT_VA | TRUE | abab06e0-bc20-4958-a9a7-acf73c376614 | XP8z0pSNmFi+XrR3OBlid3Oxk8hAfnCKMvb54OI7BTQ= | C:\Temp\vw\test data\ppmd_templates_NCWD1.rvt
ppmd_templates_NCWD1.rvt | NCWD1 - DOOR SCHEDULE | FALSE | Mark | Construction Type | FALSE |  | XP8z0pSNmFi+XrR3OBlid3Oxk8hAfnCKMvb54OI7BTQ= | C:\Temp\vw\test data\ppmd_templates_NCWD1.rvt | A
ppmd_templates_NCWD1.rvt | NCWD1 - DOOR SCHEDULE | FALSE | Type | Family | FALSE |  | XP8z0pSNmFi+XrR3OBlid3Oxk8hAfnCKMvb54OI7BTQ= | C:\Temp\vw\test data\ppmd_templates_NCWD1.rvt | Single-Flush
ppmd_templates_NCWD1.rvt | NCWD1 - DOOR SCHEDULE | FALSE | Count | Count | FALSE |  | XP8z0pSNmFi+XrR3OBlid3Oxk8hAfnCKMvb54OI7BTQ= | C:\Temp\vw\test data\ppmd_templates_NCWD1.rvt | 1
ppmd_templates_NCWD1.rvt | NCWD1 - DOOR SCHEDULE | FALSE | Height¦ft - in | Height | FALSE |  | XP8z0pSNmFi+XrR3OBlid3Oxk8hAfnCKMvb54OI7BTQ= | C:\Temp\vw\test data\ppmd_templates_NCWD1.rvt | 7' - 0"
ppmd_templates_NCWD1.rvt | NCWD1 - DOOR SCHEDULE | FALSE | Width¦ft - in | Width | FALSE |  | XP8z0pSNmFi+XrR3OBlid3Oxk8hAfnCKMvb54OI7BTQ= | C:\Temp\vw\test data\ppmd_templates_NCWD1.rvt | 3' - 0"
ppmd_templates_NCWD1.rvt | NCWD1 - DOOR SCHEDULE | FALSE | Notes | Type Comments | FALSE |  | XP8z0pSNmFi+XrR3OBlid3Oxk8hAfnCKMvb54OI7BTQ= | C:\Temp\vw\test data\ppmd_templates_NCWD1.rvt
ppmd_templates_NCWD1.rvt | NCWD1 - ELECTRICAL DESIGN | FALSE | Lighting¦LUX1 | Light_Level_LUX | TRUE | fc853981-f613-4f05-81bd-e48fb947424b | XP8z0pSNmFi+XrR3OBlid3Oxk8hAfnCKMvb54OI7BTQ= | C:\Temp\vw\test data\ppmd_templates_NCWD1.rvt | 500
ppmd_templates_NCWD1.rvt | NCWD1 - ELECTRICAL DESIGN | FALSE | Lighting¦Footcandles1 | Light_Level_FC | FALSE |  | XP8z0pSNmFi+XrR3OBlid3Oxk8hAfnCKMvb54OI7BTQ= | C:\Temp\vw\test data\ppmd_templates_NCWD1.rvt | 46
ppmd_templates_NCWD1.rvt | NCWD1 - ELECTRICAL DESIGN | FALSE | Lighting¦LUX2 | Light_Level_LUX2 | TRUE | 172f1cff-58cc-41cd-b888-0e7a81d2bf40 | XP8z0pSNmFi+XrR3OBlid3Oxk8hAfnCKMvb54OI7BTQ= | C:\Temp\vw\test data\ppmd_templates_NCWD1.rvt
ppmd_templates_NCWD1.rvt | NCWD1 - ELECTRICAL DESIGN | FALSE | Lighting¦Footcandles2 | Light_Level_FC2 | FALSE |  | XP8z0pSNmFi+XrR3OBlid3Oxk8hAfnCKMvb54OI7BTQ= | C:\Temp\vw\test data\ppmd_templates_NCWD1.rvt
ppmd_templates_NCWD1.rvt | NCWD1 - ELECTRICAL DESIGN | FALSE | Lighting¦Notes | Light_Notes | TRUE | a36245ac-ea57-45c2-bac5-bed4d04a4f78 | XP8z0pSNmFi+XrR3OBlid3Oxk8hAfnCKMvb54OI7BTQ= | C:\Temp\vw\test data\ppmd_templates_NCWD1.rvt
ppmd_templates_NCWD1.rvt | NCWD1 - ELECTRICAL DESIGN | FALSE | Lighting¦Notes2 | Light_Notes2 | TRUE | 6d0b4891-ce4c-45f8-9560-387866098a10 | XP8z0pSNmFi+XrR3OBlid3Oxk8hAfnCKMvb54OI7BTQ= | C:\Temp\vw\test data\ppmd_templates_NCWD1.rvt
ppmd_templates_NCWD1.rvt | NCWD1 - ELECTRICAL DESIGN | FALSE | Essential Power¦% Power | ES_Power% | TRUE | 7cbfe71a-865f-4cf4-b400-c67e3939439b | XP8z0pSNmFi+XrR3OBlid3Oxk8hAfnCKMvb54OI7BTQ= | C:\Temp\vw\test data\ppmd_templates_NCWD1.rvt
ppmd_templates_NCWD1.rvt | NCWD1 - ELECTRICAL DESIGN | FALSE | Essential Power¦% Light | ES_Light% | TRUE | af00a8bb-40cb-434a-a7e5-b4140f3c844f | XP8z0pSNmFi+XrR3OBlid3Oxk8hAfnCKMvb54OI7BTQ= | C:\Temp\vw\test data\ppmd_templates_NCWD1.rvt
ppmd_templates_NCWD1.rvt | NCWD1 - ELECTRICAL DESIGN | FALSE | Essential Power¦Notes | ES_Notes | TRUE | 0c3ae867-1060-40b5-bb68-261d16a167a0 | XP8z0pSNmFi+XrR3OBlid3Oxk8hAfnCKMvb54OI7BTQ= | C:\Temp\vw\test data\ppmd_templates_NCWD1.rvt | U
ppmd_templates_NCWD1.rvt | NCWD1 - EQUIPMENT SCHEDULE | TRUE | JSN | JSN | TRUE | 8632cd76-2ab9-457d-8db7-39197de446a2 | XP8z0pSNmFi+XrR3OBlid3Oxk8hAfnCKMvb54OI7BTQ= | C:\Temp\vw\test data\ppmd_templates_NCWD1.rvt | A5075¦A5080¦C04G0¦C04J0¦C0039¦CS230¦CT020¦F2020¦K1552¦K4665¦R4650¦R7250
ppmd_templates_NCWD1.rvt | NCWD1 - EQUIPMENT SCHEDULE | TRUE | Nomenclature | Nomenclature | TRUE | f004b755-1952-4a21-a1c1-98f41ef6a86c | XP8z0pSNmFi+XrR3OBlid3Oxk8hAfnCKMvb54OI7BTQ= | C:\Temp\vw\test data\ppmd_templates_NCWD1.rvt | Dispenser, Soap, Disposable¦Dispenser, Paper Towel, SS, Surface Mounted¦Cabinet, U/C/B, 2 Shelf, 2 Door, 36x36x22¦Cabinet, U/C/B, 8 Half Drawer, 36x36x22¦Rail, Apron, 4x48x1¦Sink, SS, Double Compartment, 10x14x16 ID¦Countertop, Solid Surface¦Can, Trash, 44 Gallon¦Brewer, Coffee, Auto, Elect, 3 Burner, Front/Back¦Oven, Microwave, Consumer¦Ice Maker, Flaked, With Dispenser¦Refrigerator/Freezer, 20 Cubic Feet
ppmd_templates_NCWD1.rvt | NCWD1 - EQUIPMENT SCHEDULE | TRUE | Qty | Count | FALSE |  | XP8z0pSNmFi+XrR3OBlid3Oxk8hAfnCKMvb54OI7BTQ= | C:\Temp\vw\test data\ppmd_templates_NCWD1.rvt | 1¦1¦1¦1¦1¦1¦1¦1¦1¦1¦1¦1
ppmd_templates_NCWD1.rvt | NCWD1 - EQUIPMENT SCHEDULE | TRUE | LF | Comments | FALSE |  | XP8z0pSNmFi+XrR3OBlid3Oxk8hAfnCKMvb54OI7BTQ= | C:\Temp\vw\test data\ppmd_templates_NCWD1.rvt | 10'-0"
ppmd_templates_NCWD1.rvt | NCWD1 - EQUIPMENT SCHEDULE | TRUE | Logistics¦AR | CAT_Army | TRUE | fa0e0053-bcc4-42e8-881f-6a4690f994c9 | XP8z0pSNmFi+XrR3OBlid3Oxk8hAfnCKMvb54OI7BTQ= | C:\Temp\vw\test data\ppmd_templates_NCWD1.rvt | C¦A¦A¦A¦A¦A¦A¦C¦C¦C¦A¦C
ppmd_templates_NCWD1.rvt | NCWD1 - EQUIPMENT SCHEDULE | TRUE | Logistics¦NA | CAT_Navy | TRUE | 183e77a6-b75d-41a5-8f81-f6abfee236ec | XP8z0pSNmFi+XrR3OBlid3Oxk8hAfnCKMvb54OI7BTQ= | C:\Temp\vw\test data\ppmd_templates_NCWD1.rvt | C¦A¦A¦A¦A¦A¦A¦C¦C¦C¦A¦C
ppmd_templates_NCWD1.rvt | NCWD1 - EQUIPMENT SCHEDULE | TRUE | Logistics¦AF | CAT_AF | TRUE | 053816d3-2f83-4e72-9b30-0a25ff75573f | XP8z0pSNmFi+XrR3OBlid3Oxk8hAfnCKMvb54OI7BTQ= | C:\Temp\vw\test data\ppmd_templates_NCWD1.rvt | C¦A¦A¦A¦A¦A¦A¦C¦C¦C¦A¦C
ppmd_templates_NCWD1.rvt | NCWD1 - EQUIPMENT SCHEDULE | TRUE | Logistics¦VA | CAT_VA | TRUE | abab06e0-bc20-4958-a9a7-acf73c376614 | XP8z0pSNmFi+XrR3OBlid3Oxk8hAfnCKMvb54OI7BTQ= | C:\Temp\vw\test data\ppmd_templates_NCWD1.rvt | C¦A¦A¦A¦A¦A¦A¦C¦C¦C¦A¦C
ppmd_templates_NCWD1.rvt | NCWD1 - EQUIPMENT SCHEDULE | TRUE | Utilities¦1 | UTIL_1_WaterDrain | TRUE | 594b780e-c62e-473b-9f66-4d3db2fa1b7f | XP8z0pSNmFi+XrR3OBlid3Oxk8hAfnCKMvb54OI7BTQ= | C:\Temp\vw\test data\ppmd_templates_NCWD1.rvt | -¦-¦-¦-¦-¦D¦-¦-¦J¦-¦B¦-
ppmd_templates_NCWD1.rvt | NCWD1 - EQUIPMENT SCHEDULE | TRUE | Utilities¦2 | UTIL_2_Elec | TRUE | 28082216-138e-4a2f-9824-e96dbd7e3cd0 | XP8z0pSNmFi+XrR3OBlid3Oxk8hAfnCKMvb54OI7BTQ= | C:\Temp\vw\test data\ppmd_templates_NCWD1.rvt | -¦-¦-¦-¦-¦-¦-¦-¦A¦A¦B¦A
ppmd_templates_NCWD1.rvt | NCWD1 - EQUIPMENT SCHEDULE | TRUE | Utilities¦3 | UTIL_3_MedGas | TRUE | 22af1ef2-54f0-4b6e-b40a-7064dfb8769c | XP8z0pSNmFi+XrR3OBlid3Oxk8hAfnCKMvb54OI7BTQ= | C:\Temp\vw\test data\ppmd_templates_NCWD1.rvt | -¦-¦-¦-¦-¦-¦-¦-¦-¦-¦-¦-
ppmd_templates_NCWD1.rvt | NCWD1 - EQUIPMENT SCHEDULE | TRUE | Utilities¦4 | UTIL_4_MiscGas | TRUE | 745b8c3e-fd4a-4430-994a-d25826e1e484 | XP8z0pSNmFi+XrR3OBlid3Oxk8hAfnCKMvb54OI7BTQ= | C:\Temp\vw\test data\ppmd_templates_NCWD1.rvt | -¦-¦-¦-¦-¦-¦-¦-¦-¦-¦-¦-
ppmd_templates_NCWD1.rvt | NCWD1 - EQUIPMENT SCHEDULE | TRUE | Utilities¦5 | UTIL_5_NonMedGas | TRUE | 323edf97-d058-44ef-a0fb-1836c80554d8 | XP8z0pSNmFi+XrR3OBlid3Oxk8hAfnCKMvb54OI7BTQ= | C:\Temp\vw\test data\ppmd_templates_NCWD1.rvt | -¦-¦-¦-¦-¦-¦-¦-¦-¦-¦-¦-
ppmd_templates_NCWD1.rvt | NCWD1 - EQUIPMENT SCHEDULE | TRUE | Utilities¦6 | UTIL_6_Misc | TRUE | 38083e2d-8ba3-4868-9752-742b7a4a9586 | XP8z0pSNmFi+XrR3OBlid3Oxk8hAfnCKMvb54OI7BTQ= | C:\Temp\vw\test data\ppmd_templates_NCWD1.rvt | -¦-¦-¦-¦-¦-¦-¦-¦-¦-¦-¦-
ppmd_templates_NCWD1.rvt | NCWD1 - INTERIOR DESIGN | FALSE | Floor Finish¦Preferred | Floor Finish | FALSE |  | XP8z0pSNmFi+XrR3OBlid3Oxk8hAfnCKMvb54OI7BTQ= | C:\Temp\vw\test data\ppmd_templates_NCWD1.rvt | UT
ppmd_templates_NCWD1.rvt | NCWD1 - INTERIOR DESIGN | FALSE | Floor Finish¦Alternate | Floor Finish2 | TRUE | 4030719d-a272-441a-8bfa-d5eb510a1687 | XP8z0pSNmFi+XrR3OBlid3Oxk8hAfnCKMvb54OI7BTQ= | C:\Temp\vw\test data\ppmd_templates_NCWD1.rvt | US
ppmd_templates_NCWD1.rvt | NCWD1 - INTERIOR DESIGN | FALSE | Wall Finish¦Preferred | Wall Finish | FALSE |  | XP8z0pSNmFi+XrR3OBlid3Oxk8hAfnCKMvb54OI7BTQ= | C:\Temp\vw\test data\ppmd_templates_NCWD1.rvt | GLG
ppmd_templates_NCWD1.rvt | NCWD1 - INTERIOR DESIGN | FALSE | Wall Finish¦Alternate | Wall Finish2 | TRUE | 5a49d499-57b3-4e1f-afc0-4c041c862be1 | XP8z0pSNmFi+XrR3OBlid3Oxk8hAfnCKMvb54OI7BTQ= | C:\Temp\vw\test data\ppmd_templates_NCWD1.rvt | GPT
ppmd_templates_NCWD1.rvt | NCWD1 - INTERIOR DESIGN | FALSE | Ceiling Finish¦Preferred | Ceiling Finish | FALSE |  | XP8z0pSNmFi+XrR3OBlid3Oxk8hAfnCKMvb54OI7BTQ= | C:\Temp\vw\test data\ppmd_templates_NCWD1.rvt | AT1
ppmd_templates_NCWD1.rvt | NCWD1 - INTERIOR DESIGN | FALSE | Ceiling Finish¦Alternate | Ceiling Finish2 | TRUE | acb31fd1-378b-4329-97b0-400ae39b5bc4 | XP8z0pSNmFi+XrR3OBlid3Oxk8hAfnCKMvb54OI7BTQ= | C:\Temp\vw\test data\ppmd_templates_NCWD1.rvt
ppmd_templates_NCWD1.rvt | NCWD1 - INTERIOR DESIGN | FALSE | Room Height¦ft - in | Ceiling_Hgt_IP | TRUE | 9f14ca4f-2465-4385-a17c-7aa549f64c09 | XP8z0pSNmFi+XrR3OBlid3Oxk8hAfnCKMvb54OI7BTQ= | C:\Temp\vw\test data\ppmd_templates_NCWD1.rvt | 8' - 0"
ppmd_templates_NCWD1.rvt | NCWD1 - INTERIOR DESIGN | FALSE | Room Noise¦Min NC | Noise_NC_MIN | TRUE | 8c49df6c-7d6b-49fd-9459-f57d0921d704 | XP8z0pSNmFi+XrR3OBlid3Oxk8hAfnCKMvb54OI7BTQ= | C:\Temp\vw\test data\ppmd_templates_NCWD1.rvt | 30
ppmd_templates_NCWD1.rvt | NCWD1 - INTERIOR DESIGN | FALSE | Room Noise¦Max NC | Noise_NC_MAX | TRUE | 629b571a-1c14-443c-b8e8-1130b5edb513 | XP8z0pSNmFi+XrR3OBlid3Oxk8hAfnCKMvb54OI7BTQ= | C:\Temp\vw\test data\ppmd_templates_NCWD1.rvt | 40
ppmd_templates_NCWD1.rvt | NCWD1 - INTERIOR DESIGN | FALSE | Room Noise¦SC | Noise_SC | TRUE | 44bf9cd1-070a-432c-87d9-26a3211cfe07 | XP8z0pSNmFi+XrR3OBlid3Oxk8hAfnCKMvb54OI7BTQ= | C:\Temp\vw\test data\ppmd_templates_NCWD1.rvt | 40
ppmd_templates_NCWD1.rvt | NCWD1 - MECHANICAL DESIGN | FALSE | Air Balance | Air_Balance | TRUE | 587b3cf9-4450-4d95-b8ef-0e93665dbd91 | XP8z0pSNmFi+XrR3OBlid3Oxk8hAfnCKMvb54OI7BTQ= | C:\Temp\vw\test data\ppmd_templates_NCWD1.rvt | 0
ppmd_templates_NCWD1.rvt | NCWD1 - MECHANICAL DESIGN | FALSE | Air Changes Total | Air_Changes_Total | TRUE | 3988d7f3-0f28-4410-866c-5bc65e1d842a | XP8z0pSNmFi+XrR3OBlid3Oxk8hAfnCKMvb54OI7BTQ= | C:\Temp\vw\test data\ppmd_templates_NCWD1.rvt | 6
ppmd_templates_NCWD1.rvt | NCWD1 - MECHANICAL DESIGN | FALSE | Air Changes OA | Air_Changes_OA | TRUE | b7af949f-3b64-4f85-9391-d9f17dcaad1e | XP8z0pSNmFi+XrR3OBlid3Oxk8hAfnCKMvb54OI7BTQ= | C:\Temp\vw\test data\ppmd_templates_NCWD1.rvt | 2
ppmd_templates_NCWD1.rvt | NCWD1 - MECHANICAL DESIGN | FALSE | 100% Exhaust Air | Exhaust_Air_100% | TRUE | 62b97784-583b-47d5-90a3-a90bbb961b6e | XP8z0pSNmFi+XrR3OBlid3Oxk8hAfnCKMvb54OI7BTQ= | C:\Temp\vw\test data\ppmd_templates_NCWD1.rvt
ppmd_templates_NCWD1.rvt | NCWD1 - MECHANICAL DESIGN | FALSE | Summer Temp¦F | Temp_Summer_F | TRUE | 1cbf6964-bd0f-4852-b367-ef4828e2e2cc | XP8z0pSNmFi+XrR3OBlid3Oxk8hAfnCKMvb54OI7BTQ= | C:\Temp\vw\test data\ppmd_templates_NCWD1.rvt
ppmd_templates_NCWD1.rvt | NCWD1 - MECHANICAL DESIGN | FALSE | Summer Temp¦C | Temp_Summer_C | FALSE |  | XP8z0pSNmFi+XrR3OBlid3Oxk8hAfnCKMvb54OI7BTQ= | C:\Temp\vw\test data\ppmd_templates_NCWD1.rvt
ppmd_templates_NCWD1.rvt | NCWD1 - MECHANICAL DESIGN | FALSE | Summer Temp¦Note | Temp_Summer_Note | TRUE | 6248fa3c-bb43-4e1c-91bb-60e102e573b7 | XP8z0pSNmFi+XrR3OBlid3Oxk8hAfnCKMvb54OI7BTQ= | C:\Temp\vw\test data\ppmd_templates_NCWD1.rvt
ppmd_templates_NCWD1.rvt | NCWD1 - MECHANICAL DESIGN | FALSE | Winter Temp¦F | Temp_Winter_F | TRUE | b4f9888f-41ad-47ef-a6af-145b3de732c9 | XP8z0pSNmFi+XrR3OBlid3Oxk8hAfnCKMvb54OI7BTQ= | C:\Temp\vw\test data\ppmd_templates_NCWD1.rvt | 68
ppmd_templates_NCWD1.rvt | NCWD1 - MECHANICAL DESIGN | FALSE | Winter Temp¦C | Temp_Winter_C | FALSE |  | XP8z0pSNmFi+XrR3OBlid3Oxk8hAfnCKMvb54OI7BTQ= | C:\Temp\vw\test data\ppmd_templates_NCWD1.rvt | 20
ppmd_templates_NCWD1.rvt | NCWD1 - MECHANICAL DESIGN | FALSE | Winter Temp¦Note | Temp_Winter_Note | TRUE | aacd83fc-f530-464e-b089-01667d3c52cd | XP8z0pSNmFi+XrR3OBlid3Oxk8hAfnCKMvb54OI7BTQ= | C:\Temp\vw\test data\ppmd_templates_NCWD1.rvt
ppmd_templates_NCWD1.rvt | NCWD1 - MECHANICAL DESIGN | FALSE | Max Relative Humidity | Relative_Humidity | TRUE | 36ead6c1-4384-4a65-8654-06a60aef94cb | XP8z0pSNmFi+XrR3OBlid3Oxk8hAfnCKMvb54OI7BTQ= | C:\Temp\vw\test data\ppmd_templates_NCWD1.rvt
ppmd_templates_NCWD1.rvt | NCWD1 - MECHANICAL DESIGN | FALSE | Filtration¦Interm % | Filtration_Inter_% | TRUE | 4f03ad65-f905-419e-a0cf-8f58fe921fbc | XP8z0pSNmFi+XrR3OBlid3Oxk8hAfnCKMvb54OI7BTQ= | C:\Temp\vw\test data\ppmd_templates_NCWD1.rvt | 14
ppmd_templates_NCWD1.rvt | NCWD1 - MECHANICAL DESIGN | FALSE | Filtration¦Final % | Filtration_Final_% | TRUE | cc736e5f-46f5-476a-8d0a-ceb32d8d4e5a | XP8z0pSNmFi+XrR3OBlid3Oxk8hAfnCKMvb54OI7BTQ= | C:\Temp\vw\test data\ppmd_templates_NCWD1.rvt
ppmd_templates_NCWD1.rvt | NCWD1 - MECHANICAL DESIGN | FALSE | Notes | Mech_Notes | TRUE | a32df790-0ab9-4c4a-b19c-511c2eef6d56 | XP8z0pSNmFi+XrR3OBlid3Oxk8hAfnCKMvb54OI7BTQ= | C:\Temp\vw\test data\ppmd_templates_NCWD1.rvt
ppmd_templates_NCWD1.rvt | NCWD1 - MEDICAL GAS DESIGN | FALSE | MCA | MedGas_MCA | TRUE | 3b23ea7f-b9f1-4749-8a2b-eb6a4fab4cdc | XP8z0pSNmFi+XrR3OBlid3Oxk8hAfnCKMvb54OI7BTQ= | C:\Temp\vw\test data\ppmd_templates_NCWD1.rvt
ppmd_templates_NCWD1.rvt | NCWD1 - MEDICAL GAS DESIGN | FALSE | DCA | MedGas_DCA | TRUE | 20dc9c73-7465-4e8a-8300-4a8b5a46a91c | XP8z0pSNmFi+XrR3OBlid3Oxk8hAfnCKMvb54OI7BTQ= | C:\Temp\vw\test data\ppmd_templates_NCWD1.rvt
ppmd_templates_NCWD1.rvt | NCWD1 - MEDICAL GAS DESIGN | FALSE | LA | MedGas_LA | TRUE | 99801083-d820-4c5f-ad07-ab168e1bbda0 | XP8z0pSNmFi+XrR3OBlid3Oxk8hAfnCKMvb54OI7BTQ= | C:\Temp\vw\test data\ppmd_templates_NCWD1.rvt
ppmd_templates_NCWD1.rvt | NCWD1 - MEDICAL GAS DESIGN | FALSE | PA | MedGas_PA | TRUE | 55793ba6-1647-428e-86f6-5ce4153c7f2e | XP8z0pSNmFi+XrR3OBlid3Oxk8hAfnCKMvb54OI7BTQ= | C:\Temp\vw\test data\ppmd_templates_NCWD1.rvt
ppmd_templates_NCWD1.rvt | NCWD1 - MEDICAL GAS DESIGN | FALSE | MV | MedGas_MV | TRUE | 0a0bec6d-9172-4a2c-9fb3-7616a08f677a | XP8z0pSNmFi+XrR3OBlid3Oxk8hAfnCKMvb54OI7BTQ= | C:\Temp\vw\test data\ppmd_templates_NCWD1.rvt
ppmd_templates_NCWD1.rvt | NCWD1 - MEDICAL GAS DESIGN | FALSE | DHV | MedGas_DHV | TRUE | 79779898-9917-494b-a027-0013b44e14f1 | XP8z0pSNmFi+XrR3OBlid3Oxk8hAfnCKMvb54OI7BTQ= | C:\Temp\vw\test data\ppmd_templates_NCWD1.rvt
ppmd_templates_NCWD1.rvt | NCWD1 - MEDICAL GAS DESIGN | FALSE | DLV | MedGas_DLV | TRUE | bcdcef93-2e56-440a-a8f7-e9973eadba59 | XP8z0pSNmFi+XrR3OBlid3Oxk8hAfnCKMvb54OI7BTQ= | C:\Temp\vw\test data\ppmd_templates_NCWD1.rvt
ppmd_templates_NCWD1.rvt | NCWD1 - MEDICAL GAS DESIGN | FALSE | LDE | MedGas_LDE | TRUE | cc6496eb-fa04-4455-81d4-1dfb1e6aaa52 | XP8z0pSNmFi+XrR3OBlid3Oxk8hAfnCKMvb54OI7BTQ= | C:\Temp\vw\test data\ppmd_templates_NCWD1.rvt
ppmd_templates_NCWD1.rvt | NCWD1 - MEDICAL GAS DESIGN | FALSE | OX | MedGas_OX | TRUE | 59f6c2e0-639e-4476-adf0-a5c19b1199db | XP8z0pSNmFi+XrR3OBlid3Oxk8hAfnCKMvb54OI7BTQ= | C:\Temp\vw\test data\ppmd_templates_NCWD1.rvt
ppmd_templates_NCWD1.rvt | NCWD1 - MEDICAL GAS DESIGN | FALSE | NO | MedGas_NO | TRUE | 1f31b342-99ad-494b-90ce-f27b8fc04b75 | XP8z0pSNmFi+XrR3OBlid3Oxk8hAfnCKMvb54OI7BTQ= | C:\Temp\vw\test data\ppmd_templates_NCWD1.rvt
ppmd_templates_NCWD1.rvt | NCWD1 - MEDICAL GAS DESIGN | FALSE | NI | MedGas_NI | TRUE | ea24567d-1f4e-45f9-907f-a79ef8b323b1 | XP8z0pSNmFi+XrR3OBlid3Oxk8hAfnCKMvb54OI7BTQ= | C:\Temp\vw\test data\ppmd_templates_NCWD1.rvt
ppmd_templates_NCWD1.rvt | NCWD1 - MEDICAL GAS DESIGN | FALSE | WAGD | MedGas_WAGD | TRUE | 1aa3572e-5073-44b4-acb3-ff8739230b69 | XP8z0pSNmFi+XrR3OBlid3Oxk8hAfnCKMvb54OI7BTQ= | C:\Temp\vw\test data\ppmd_templates_NCWD1.rvt
ppmd_templates_NCWD1.rvt | NCWD1 - MEDICAL GAS DESIGN | FALSE | Notes1 | MedGas_Notes | TRUE | 69d1283f-21ef-46f3-9ebb-e36d00ef4da3 | XP8z0pSNmFi+XrR3OBlid3Oxk8hAfnCKMvb54OI7BTQ= | C:\Temp\vw\test data\ppmd_templates_NCWD1.rvt
ppmd_templates_NCWD1.rvt | NCWD1 - MEDICAL GAS DESIGN | FALSE | Notes2 | MedGas_Notes2 | TRUE | 867f4341-094b-4cc7-b128-8c28392e09cd | XP8z0pSNmFi+XrR3OBlid3Oxk8hAfnCKMvb54OI7BTQ= | C:\Temp\vw\test data\ppmd_templates_NCWD1.rvt
ppmd_templates_NCWD1.rvt | NCWD1- STRUCTURAL DESIGN | FALSE | Structural Load¦psf | Str_FloorLoad_psf | TRUE | 654b90c9-d71e-4bcd-9f27-a1532becca95 | XP8z0pSNmFi+XrR3OBlid3Oxk8hAfnCKMvb54OI7BTQ= | C:\Temp\vw\test data\ppmd_templates_NCWD1.rvt | 100
ppmd_templates_NCWD1.rvt | NCWD1- STRUCTURAL DESIGN | FALSE | Structural Load¦kPA | Str_FloorLoad_kPA | FALSE |  | XP8z0pSNmFi+XrR3OBlid3Oxk8hAfnCKMvb54OI7BTQ= | C:\Temp\vw\test data\ppmd_templates_NCWD1.rvt | 5
ppmd_templates_NCWD1.rvt | NCWD1- STRUCTURAL DESIGN | FALSE | Notes | Str_Notes | TRUE | 509b36e6-cf53-4158-b357-61e3cedd6faa | XP8z0pSNmFi+XrR3OBlid3Oxk8hAfnCKMvb54OI7BTQ= | C:\Temp\vw\test data\ppmd_templates_NCWD1.rvt
ppmd_templates_NMGS1.rvt | NMGS1 - DATA/TELEPHONE EQUIPMENT | FALSE | JSN | JSN | TRUE | 8632cd76-2ab9-457d-8db7-39197de446a2 | VYjXjmN/1CwggG6cNqj59coY/ktbWHGPrUjlTC5e/c8= | C:\Temp\vw\test data\ppmd_templates_NMGS1.rvt
ppmd_templates_NMGS1.rvt | NMGS1 - DATA/TELEPHONE EQUIPMENT | FALSE | Nomenclature | Nomenclature | TRUE | f004b755-1952-4a21-a1c1-98f41ef6a86c | VYjXjmN/1CwggG6cNqj59coY/ktbWHGPrUjlTC5e/c8= | C:\Temp\vw\test data\ppmd_templates_NMGS1.rvt
ppmd_templates_NMGS1.rvt | NMGS1 - DATA/TELEPHONE EQUIPMENT | FALSE | Qty | Count | FALSE |  | VYjXjmN/1CwggG6cNqj59coY/ktbWHGPrUjlTC5e/c8= | C:\Temp\vw\test data\ppmd_templates_NMGS1.rvt
ppmd_templates_NMGS1.rvt | NMGS1 - DATA/TELEPHONE EQUIPMENT | FALSE | Logistics¦AR | CAT_Army | TRUE | fa0e0053-bcc4-42e8-881f-6a4690f994c9 | VYjXjmN/1CwggG6cNqj59coY/ktbWHGPrUjlTC5e/c8= | C:\Temp\vw\test data\ppmd_templates_NMGS1.rvt
ppmd_templates_NMGS1.rvt | NMGS1 - DATA/TELEPHONE EQUIPMENT | FALSE | Logistics¦NA | CAT_Navy | TRUE | 183e77a6-b75d-41a5-8f81-f6abfee236ec | VYjXjmN/1CwggG6cNqj59coY/ktbWHGPrUjlTC5e/c8= | C:\Temp\vw\test data\ppmd_templates_NMGS1.rvt
ppmd_templates_NMGS1.rvt | NMGS1 - DATA/TELEPHONE EQUIPMENT | FALSE | Logistics¦AF | CAT_AF | TRUE | 053816d3-2f83-4e72-9b30-0a25ff75573f | VYjXjmN/1CwggG6cNqj59coY/ktbWHGPrUjlTC5e/c8= | C:\Temp\vw\test data\ppmd_templates_NMGS1.rvt
ppmd_templates_NMGS1.rvt | NMGS1 - DATA/TELEPHONE EQUIPMENT | FALSE | Logistics¦VA | CAT_VA | TRUE | abab06e0-bc20-4958-a9a7-acf73c376614 | VYjXjmN/1CwggG6cNqj59coY/ktbWHGPrUjlTC5e/c8= | C:\Temp\vw\test data\ppmd_templates_NMGS1.rvt
ppmd_templates_NMGS1.rvt | NMGS1 - DOOR SCHEDULE | FALSE | Mark | Construction Type | FALSE |  | VYjXjmN/1CwggG6cNqj59coY/ktbWHGPrUjlTC5e/c8= | C:\Temp\vw\test data\ppmd_templates_NMGS1.rvt
ppmd_templates_NMGS1.rvt | NMGS1 - DOOR SCHEDULE | FALSE | Type | Family | FALSE |  | VYjXjmN/1CwggG6cNqj59coY/ktbWHGPrUjlTC5e/c8= | C:\Temp\vw\test data\ppmd_templates_NMGS1.rvt | Single-Flush
ppmd_templates_NMGS1.rvt | NMGS1 - DOOR SCHEDULE | FALSE | Count | Count | FALSE |  | VYjXjmN/1CwggG6cNqj59coY/ktbWHGPrUjlTC5e/c8= | C:\Temp\vw\test data\ppmd_templates_NMGS1.rvt | 2
ppmd_templates_NMGS1.rvt | NMGS1 - DOOR SCHEDULE | FALSE | Height¦ft - in | Height | FALSE |  | VYjXjmN/1CwggG6cNqj59coY/ktbWHGPrUjlTC5e/c8= | C:\Temp\vw\test data\ppmd_templates_NMGS1.rvt | 7' - 0"
ppmd_templates_NMGS1.rvt | NMGS1 - DOOR SCHEDULE | FALSE | Width¦ft - in | Width | FALSE |  | VYjXjmN/1CwggG6cNqj59coY/ktbWHGPrUjlTC5e/c8= | C:\Temp\vw\test data\ppmd_templates_NMGS1.rvt
ppmd_templates_NMGS1.rvt | NMGS1 - DOOR SCHEDULE | FALSE | Hardware | Door_Hardware | TRUE | aada339e-27db-43a6-a49e-55c88563e0c3 | VYjXjmN/1CwggG6cNqj59coY/ktbWHGPrUjlTC5e/c8= | C:\Temp\vw\test data\ppmd_templates_NMGS1.rvt
ppmd_templates_NMGS1.rvt | NMGS1 - DOOR SCHEDULE | FALSE | Notes | Type Comments | FALSE |  | VYjXjmN/1CwggG6cNqj59coY/ktbWHGPrUjlTC5e/c8= | C:\Temp\vw\test data\ppmd_templates_NMGS1.rvt
ppmd_templates_NMGS1.rvt | NMGS1 - ELECTRICAL DESIGN | FALSE | Lighting¦LUX1 | Light_Level_LUX | TRUE | fc853981-f613-4f05-81bd-e48fb947424b | VYjXjmN/1CwggG6cNqj59coY/ktbWHGPrUjlTC5e/c8= | C:\Temp\vw\test data\ppmd_templates_NMGS1.rvt | 500¦500
ppmd_templates_NMGS1.rvt | NMGS1 - ELECTRICAL DESIGN | FALSE | Lighting¦Footcandles1 | Light_Level_FC | FALSE |  | VYjXjmN/1CwggG6cNqj59coY/ktbWHGPrUjlTC5e/c8= | C:\Temp\vw\test data\ppmd_templates_NMGS1.rvt | 46¦46
ppmd_templates_NMGS1.rvt | NMGS1 - ELECTRICAL DESIGN | FALSE | Lighting¦LUX2 | Light_Level_LUX2 | TRUE | 172f1cff-58cc-41cd-b888-0e7a81d2bf40 | VYjXjmN/1CwggG6cNqj59coY/ktbWHGPrUjlTC5e/c8= | C:\Temp\vw\test data\ppmd_templates_NMGS1.rvt
ppmd_templates_NMGS1.rvt | NMGS1 - ELECTRICAL DESIGN | FALSE | Lighting¦Footcandles2 | Light_Level_FC2 | FALSE |  | VYjXjmN/1CwggG6cNqj59coY/ktbWHGPrUjlTC5e/c8= | C:\Temp\vw\test data\ppmd_templates_NMGS1.rvt
ppmd_templates_NMGS1.rvt | NMGS1 - ELECTRICAL DESIGN | FALSE | Lighting¦Notes | Light_Notes | TRUE | a36245ac-ea57-45c2-bac5-bed4d04a4f78 | VYjXjmN/1CwggG6cNqj59coY/ktbWHGPrUjlTC5e/c8= | C:\Temp\vw\test data\ppmd_templates_NMGS1.rvt | C¦A
ppmd_templates_NMGS1.rvt | NMGS1 - ELECTRICAL DESIGN | FALSE | Lighting¦Notes2 | Light_Notes2 | TRUE | 6d0b4891-ce4c-45f8-9560-387866098a10 | VYjXjmN/1CwggG6cNqj59coY/ktbWHGPrUjlTC5e/c8= | C:\Temp\vw\test data\ppmd_templates_NMGS1.rvt | C
ppmd_templates_NMGS1.rvt | NMGS1 - ELECTRICAL DESIGN | FALSE | Essential Power¦% Power | ES_Power% | TRUE | 7cbfe71a-865f-4cf4-b400-c67e3939439b | VYjXjmN/1CwggG6cNqj59coY/ktbWHGPrUjlTC5e/c8= | C:\Temp\vw\test data\ppmd_templates_NMGS1.rvt | -
ppmd_templates_NMGS1.rvt | NMGS1 - ELECTRICAL DESIGN | FALSE | Essential Power¦% Light | ES_Light% | TRUE | af00a8bb-40cb-434a-a7e5-b4140f3c844f | VYjXjmN/1CwggG6cNqj59coY/ktbWHGPrUjlTC5e/c8= | C:\Temp\vw\test data\ppmd_templates_NMGS1.rvt | -¦LS
ppmd_templates_NMGS1.rvt | NMGS1 - ELECTRICAL DESIGN | FALSE | Essential Power¦Notes | ES_Notes | TRUE | 0c3ae867-1060-40b5-bb68-261d16a167a0 | VYjXjmN/1CwggG6cNqj59coY/ktbWHGPrUjlTC5e/c8= | C:\Temp\vw\test data\ppmd_templates_NMGS1.rvt | -¦-
ppmd_templates_NMGS1.rvt | NMGS1 - EQUIPMENT SCHEDULE | TRUE | JSN | JSN | TRUE | 8632cd76-2ab9-457d-8db7-39197de446a2 | VYjXjmN/1CwggG6cNqj59coY/ktbWHGPrUjlTC5e/c8= | C:\Temp\vw\test data\ppmd_templates_NMGS1.rvt | A5075¦A5077¦A5080¦A5145¦E0703¦E0963¦F0280¦F0355¦F2010¦F3200¦M0750¦M0755¦M0765¦M1801¦M3070¦M4255¦P3100¦X9830
ppmd_templates_NMGS1.rvt | NMGS1 - EQUIPMENT SCHEDULE | TRUE | Nomenclature | Nomenclature | TRUE | f004b755-1952-4a21-a1c1-98f41ef6a86c | VYjXjmN/1CwggG6cNqj59coY/ktbWHGPrUjlTC5e/c8= | C:\Temp\vw\test data\ppmd_templates_NMGS1.rvt | Dispenser, Soap, Disposable¦Dispenser, Hand Sanitzer, Hands free¦Dispenser, Paper Towel, SS, Surface Mounted¦Hook, Garment, Double, SS, Surface Mounted¦Table, Process, Adj Height, 5 Drawer, 48"W x 24"D¦Cart, General Storage, Mobile¦Chair, Swivel, Low Back¦Footstool, Straight¦Basket, Wastepaper, Step-On¦Clock, Battery, 12" Diameter¦Flowmeter, Air, Connect w/50 PSI Supply¦Flowmeter, Oxygen, Low Flow¦Regulator, Vacuum¦Computer, Microprocessing, w/Flat Panel Monitor¦Hamper, Linen, Mobile, w/Lid¦Stand, IV, Adjustable¦Lavatory, Vitreous China, Slab Type¦Scanner, Nuclear, SPECT, Dual Head
ppmd_templates_NMGS1.rvt | NMGS1 - EQUIPMENT SCHEDULE | TRUE | Qty | Count | FALSE |  | VYjXjmN/1CwggG6cNqj59coY/ktbWHGPrUjlTC5e/c8= | C:\Temp\vw\test data\ppmd_templates_NMGS1.rvt | 1¦1¦1¦1¦1¦1¦1¦1¦1¦1¦1¦1¦1¦1¦1¦1¦1¦1
ppmd_templates_NMGS1.rvt | NMGS1 - EQUIPMENT SCHEDULE | TRUE | LF | CustomLength | TRUE | f338df87-67c7-40c3-b0e8-6ebb5a3fe5b8 | VYjXjmN/1CwggG6cNqj59coY/ktbWHGPrUjlTC5e/c8= | C:\Temp\vw\test data\ppmd_templates_NMGS1.rvt
ppmd_templates_NMGS1.rvt | NMGS1 - EQUIPMENT SCHEDULE | TRUE | Logistics¦AR | CAT_Army | TRUE | fa0e0053-bcc4-42e8-881f-6a4690f994c9 | VYjXjmN/1CwggG6cNqj59coY/ktbWHGPrUjlTC5e/c8= | C:\Temp\vw\test data\ppmd_templates_NMGS1.rvt | C¦C¦A¦A¦C¦C¦C¦C¦C¦C¦C¦C¦C¦C¦C¦C¦A¦C
ppmd_templates_NMGS1.rvt | NMGS1 - EQUIPMENT SCHEDULE | TRUE | Logistics¦NA | CAT_Navy | TRUE | 183e77a6-b75d-41a5-8f81-f6abfee236ec | VYjXjmN/1CwggG6cNqj59coY/ktbWHGPrUjlTC5e/c8= | C:\Temp\vw\test data\ppmd_templates_NMGS1.rvt | C¦C¦A¦A¦C¦C¦C¦C¦C¦C¦C¦C¦C¦C¦C¦C¦A¦C
ppmd_templates_NMGS1.rvt | NMGS1 - EQUIPMENT SCHEDULE | TRUE | Logistics¦AF | CAT_AF | TRUE | 053816d3-2f83-4e72-9b30-0a25ff75573f | VYjXjmN/1CwggG6cNqj59coY/ktbWHGPrUjlTC5e/c8= | C:\Temp\vw\test data\ppmd_templates_NMGS1.rvt | C¦C¦A¦A¦C¦C¦C¦C¦C¦C¦C¦C¦C¦C¦C¦C¦A¦C
ppmd_templates_NMGS1.rvt | NMGS1 - EQUIPMENT SCHEDULE | TRUE | Logistics¦VA | CAT_VA | TRUE | abab06e0-bc20-4958-a9a7-acf73c376614 | VYjXjmN/1CwggG6cNqj59coY/ktbWHGPrUjlTC5e/c8= | C:\Temp\vw\test data\ppmd_templates_NMGS1.rvt | C¦C¦A¦A¦C¦C¦C¦C¦C¦C¦C¦C¦C¦C¦C¦C¦A¦C
ppmd_templates_NMGS1.rvt | NMGS1 - EQUIPMENT SCHEDULE | TRUE | Utilities¦1 | UTIL_1_WaterDrain | TRUE | 594b780e-c62e-473b-9f66-4d3db2fa1b7f | VYjXjmN/1CwggG6cNqj59coY/ktbWHGPrUjlTC5e/c8= | C:\Temp\vw\test data\ppmd_templates_NMGS1.rvt | -¦-¦-¦-¦-¦-¦-¦-¦-¦-¦-¦-¦-¦-¦-¦-¦D¦-
ppmd_templates_NMGS1.rvt | NMGS1 - EQUIPMENT SCHEDULE | TRUE | Utilities¦2 | UTIL_2_Elec | TRUE | 28082216-138e-4a2f-9824-e96dbd7e3cd0 | VYjXjmN/1CwggG6cNqj59coY/ktbWHGPrUjlTC5e/c8= | C:\Temp\vw\test data\ppmd_templates_NMGS1.rvt | -¦-¦-¦-¦-¦-¦-¦-¦-¦-¦-¦-¦-¦A¦-¦-¦-¦F
ppmd_templates_NMGS1.rvt | NMGS1 - EQUIPMENT SCHEDULE | TRUE | Utilities¦3 | UTIL_3_MedGas | TRUE | 22af1ef2-54f0-4b6e-b40a-7064dfb8769c | VYjXjmN/1CwggG6cNqj59coY/ktbWHGPrUjlTC5e/c8= | C:\Temp\vw\test data\ppmd_templates_NMGS1.rvt | -¦-¦-¦-¦-¦-¦-¦-¦-¦-¦K¦A¦B¦-¦-¦-¦-¦-
ppmd_templates_NMGS1.rvt | NMGS1 - EQUIPMENT SCHEDULE | TRUE | Utilities¦4 | UTIL_4_MiscGas | TRUE | 745b8c3e-fd4a-4430-994a-d25826e1e484 | VYjXjmN/1CwggG6cNqj59coY/ktbWHGPrUjlTC5e/c8= | C:\Temp\vw\test data\ppmd_templates_NMGS1.rvt | -¦-¦-¦-¦-¦-¦-¦-¦-¦-¦-¦-¦-¦-¦-¦-¦-¦-
ppmd_templates_NMGS1.rvt | NMGS1 - EQUIPMENT SCHEDULE | TRUE | Utilities¦5 | UTIL_5_NonMedGas | TRUE | 323edf97-d058-44ef-a0fb-1836c80554d8 | VYjXjmN/1CwggG6cNqj59coY/ktbWHGPrUjlTC5e/c8= | C:\Temp\vw\test data\ppmd_templates_NMGS1.rvt | -¦-¦-¦-¦-¦-¦-¦-¦-¦-¦-¦-¦-¦-¦-¦-¦-¦-
ppmd_templates_NMGS1.rvt | NMGS1 - EQUIPMENT SCHEDULE | TRUE | Utilities¦6 | UTIL_6_Misc | TRUE | 38083e2d-8ba3-4868-9752-742b7a4a9586 | VYjXjmN/1CwggG6cNqj59coY/ktbWHGPrUjlTC5e/c8= | C:\Temp\vw\test data\ppmd_templates_NMGS1.rvt | -¦-¦-¦-¦-¦-¦-¦-¦-¦-¦-¦-¦-¦-¦-¦-¦-¦-
ppmd_templates_NMGS1.rvt | NMGS1 - INTERIOR DESIGN | FALSE | Floor Finish¦Preferred | Floor Finish | FALSE |  | VYjXjmN/1CwggG6cNqj59coY/ktbWHGPrUjlTC5e/c8= | C:\Temp\vw\test data\ppmd_templates_NMGS1.rvt | SV
ppmd_templates_NMGS1.rvt | NMGS1 - INTERIOR DESIGN | FALSE | Floor Finish¦Alternate | Floor Finish2 | TRUE | 4030719d-a272-441a-8bfa-d5eb510a1687 | VYjXjmN/1CwggG6cNqj59coY/ktbWHGPrUjlTC5e/c8= | C:\Temp\vw\test data\ppmd_templates_NMGS1.rvt
ppmd_templates_NMGS1.rvt | NMGS1 - INTERIOR DESIGN | FALSE | Wall Finish¦Preferred | Wall Finish | FALSE |  | VYjXjmN/1CwggG6cNqj59coY/ktbWHGPrUjlTC5e/c8= | C:\Temp\vw\test data\ppmd_templates_NMGS1.rvt | GLG
ppmd_templates_NMGS1.rvt | NMGS1 - INTERIOR DESIGN | FALSE | Wall Finish¦Alternate | Wall Finish2 | TRUE | 5a49d499-57b3-4e1f-afc0-4c041c862be1 | VYjXjmN/1CwggG6cNqj59coY/ktbWHGPrUjlTC5e/c8= | C:\Temp\vw\test data\ppmd_templates_NMGS1.rvt
ppmd_templates_NMGS1.rvt | NMGS1 - INTERIOR DESIGN | FALSE | Ceiling Finish¦Preferred | Ceiling Finish | FALSE |  | VYjXjmN/1CwggG6cNqj59coY/ktbWHGPrUjlTC5e/c8= | C:\Temp\vw\test data\ppmd_templates_NMGS1.rvt | AT1
ppmd_templates_NMGS1.rvt | NMGS1 - INTERIOR DESIGN | FALSE | Ceiling Finish¦Alternate | Ceiling Finish2 | TRUE | acb31fd1-378b-4329-97b0-400ae39b5bc4 | VYjXjmN/1CwggG6cNqj59coY/ktbWHGPrUjlTC5e/c8= | C:\Temp\vw\test data\ppmd_templates_NMGS1.rvt
ppmd_templates_NMGS1.rvt | NMGS1 - INTERIOR DESIGN | FALSE | Room Height¦ft - in | Ceiling_Hgt_IP | TRUE | 9f14ca4f-2465-4385-a17c-7aa549f64c09 | VYjXjmN/1CwggG6cNqj59coY/ktbWHGPrUjlTC5e/c8= | C:\Temp\vw\test data\ppmd_templates_NMGS1.rvt | 10' - 0"
ppmd_templates_NMGS1.rvt | NMGS1 - INTERIOR DESIGN | FALSE | Room Noise¦Min NC | Noise_NC_MIN | TRUE | 8c49df6c-7d6b-49fd-9459-f57d0921d704 | VYjXjmN/1CwggG6cNqj59coY/ktbWHGPrUjlTC5e/c8= | C:\Temp\vw\test data\ppmd_templates_NMGS1.rvt | 30
ppmd_templates_NMGS1.rvt | NMGS1 - INTERIOR DESIGN | FALSE | Room Noise¦Max NC | Noise_NC_MAX | TRUE | 629b571a-1c14-443c-b8e8-1130b5edb513 | VYjXjmN/1CwggG6cNqj59coY/ktbWHGPrUjlTC5e/c8= | C:\Temp\vw\test data\ppmd_templates_NMGS1.rvt | 35
ppmd_templates_NMGS1.rvt | NMGS1 - INTERIOR DESIGN | FALSE | Room Noise¦SC | Noise_SC | TRUE | 44bf9cd1-070a-432c-87d9-26a3211cfe07 | VYjXjmN/1CwggG6cNqj59coY/ktbWHGPrUjlTC5e/c8= | C:\Temp\vw\test data\ppmd_templates_NMGS1.rvt | 40
ppmd_templates_NMGS1.rvt | NMGS1 - MECHANICAL DESIGN | FALSE | Air Balance | Air_Balance | TRUE | 587b3cf9-4450-4d95-b8ef-0e93665dbd91 | VYjXjmN/1CwggG6cNqj59coY/ktbWHGPrUjlTC5e/c8= | C:\Temp\vw\test data\ppmd_templates_NMGS1.rvt | -
ppmd_templates_NMGS1.rvt | NMGS1 - MECHANICAL DESIGN | FALSE | Air Changes Total | Air_Changes_Total | TRUE | 3988d7f3-0f28-4410-866c-5bc65e1d842a | VYjXjmN/1CwggG6cNqj59coY/ktbWHGPrUjlTC5e/c8= | C:\Temp\vw\test data\ppmd_templates_NMGS1.rvt | 6
ppmd_templates_NMGS1.rvt | NMGS1 - MECHANICAL DESIGN | FALSE | Air Changes OA | Air_Changes_OA | TRUE | b7af949f-3b64-4f85-9391-d9f17dcaad1e | VYjXjmN/1CwggG6cNqj59coY/ktbWHGPrUjlTC5e/c8= | C:\Temp\vw\test data\ppmd_templates_NMGS1.rvt | 2
ppmd_templates_NMGS1.rvt | NMGS1 - MECHANICAL DESIGN | FALSE | 100% Exhaust Air | Exhaust_Air_100% | TRUE | 62b97784-583b-47d5-90a3-a90bbb961b6e | VYjXjmN/1CwggG6cNqj59coY/ktbWHGPrUjlTC5e/c8= | C:\Temp\vw\test data\ppmd_templates_NMGS1.rvt | Y
ppmd_templates_NMGS1.rvt | NMGS1 - MECHANICAL DESIGN | FALSE | Summer Temp¦F | Temp_Summer_F | TRUE | 1cbf6964-bd0f-4852-b367-ef4828e2e2cc | VYjXjmN/1CwggG6cNqj59coY/ktbWHGPrUjlTC5e/c8= | C:\Temp\vw\test data\ppmd_templates_NMGS1.rvt
ppmd_templates_NMGS1.rvt | NMGS1 - MECHANICAL DESIGN | FALSE | Summer Temp¦C | Temp_Summer_C | FALSE |  | VYjXjmN/1CwggG6cNqj59coY/ktbWHGPrUjlTC5e/c8= | C:\Temp\vw\test data\ppmd_templates_NMGS1.rvt
ppmd_templates_NMGS1.rvt | NMGS1 - MECHANICAL DESIGN | FALSE | Summer Temp¦Note | Temp_Summer_Note | TRUE | 6248fa3c-bb43-4e1c-91bb-60e102e573b7 | VYjXjmN/1CwggG6cNqj59coY/ktbWHGPrUjlTC5e/c8= | C:\Temp\vw\test data\ppmd_templates_NMGS1.rvt
ppmd_templates_NMGS1.rvt | NMGS1 - MECHANICAL DESIGN | FALSE | Winter Temp¦F | Temp_Winter_F | TRUE | b4f9888f-41ad-47ef-a6af-145b3de732c9 | VYjXjmN/1CwggG6cNqj59coY/ktbWHGPrUjlTC5e/c8= | C:\Temp\vw\test data\ppmd_templates_NMGS1.rvt | 68
ppmd_templates_NMGS1.rvt | NMGS1 - MECHANICAL DESIGN | FALSE | Winter Temp¦C | Temp_Winter_C | FALSE |  | VYjXjmN/1CwggG6cNqj59coY/ktbWHGPrUjlTC5e/c8= | C:\Temp\vw\test data\ppmd_templates_NMGS1.rvt | 20
ppmd_templates_NMGS1.rvt | NMGS1 - MECHANICAL DESIGN | FALSE | Winter Temp¦Note | Temp_Winter_Note | TRUE | aacd83fc-f530-464e-b089-01667d3c52cd | VYjXjmN/1CwggG6cNqj59coY/ktbWHGPrUjlTC5e/c8= | C:\Temp\vw\test data\ppmd_templates_NMGS1.rvt
ppmd_templates_NMGS1.rvt | NMGS1 - MECHANICAL DESIGN | FALSE | Max Relative Humidity | Relative_Humidity | TRUE | 36ead6c1-4384-4a65-8654-06a60aef94cb | VYjXjmN/1CwggG6cNqj59coY/ktbWHGPrUjlTC5e/c8= | C:\Temp\vw\test data\ppmd_templates_NMGS1.rvt
ppmd_templates_NMGS1.rvt | NMGS1 - MECHANICAL DESIGN | FALSE | Filtration¦Interm % | Filtration_Inter_% | TRUE | 4f03ad65-f905-419e-a0cf-8f58fe921fbc | VYjXjmN/1CwggG6cNqj59coY/ktbWHGPrUjlTC5e/c8= | C:\Temp\vw\test data\ppmd_templates_NMGS1.rvt
ppmd_templates_NMGS1.rvt | NMGS1 - MECHANICAL DESIGN | FALSE | Filtration¦Final % | Filtration_Final_% | TRUE | cc736e5f-46f5-476a-8d0a-ceb32d8d4e5a | VYjXjmN/1CwggG6cNqj59coY/ktbWHGPrUjlTC5e/c8= | C:\Temp\vw\test data\ppmd_templates_NMGS1.rvt
ppmd_templates_NMGS1.rvt | NMGS1 - MECHANICAL DESIGN | FALSE | Notes | Mech_Notes | TRUE | a32df790-0ab9-4c4a-b19c-511c2eef6d56 | VYjXjmN/1CwggG6cNqj59coY/ktbWHGPrUjlTC5e/c8= | C:\Temp\vw\test data\ppmd_templates_NMGS1.rvt
ppmd_templates_NMGS1.rvt | NMGS1 - MEDICAL GAS DESIGN | FALSE | MCA | MedGas_MCA | TRUE | 3b23ea7f-b9f1-4749-8a2b-eb6a4fab4cdc | VYjXjmN/1CwggG6cNqj59coY/ktbWHGPrUjlTC5e/c8= | C:\Temp\vw\test data\ppmd_templates_NMGS1.rvt | 1
ppmd_templates_NMGS1.rvt | NMGS1 - MEDICAL GAS DESIGN | FALSE | DCA | MedGas_DCA | TRUE | 20dc9c73-7465-4e8a-8300-4a8b5a46a91c | VYjXjmN/1CwggG6cNqj59coY/ktbWHGPrUjlTC5e/c8= | C:\Temp\vw\test data\ppmd_templates_NMGS1.rvt | -
ppmd_templates_NMGS1.rvt | NMGS1 - MEDICAL GAS DESIGN | FALSE | LA | MedGas_LA | TRUE | 99801083-d820-4c5f-ad07-ab168e1bbda0 | VYjXjmN/1CwggG6cNqj59coY/ktbWHGPrUjlTC5e/c8= | C:\Temp\vw\test data\ppmd_templates_NMGS1.rvt | -
ppmd_templates_NMGS1.rvt | NMGS1 - MEDICAL GAS DESIGN | FALSE | PA | MedGas_PA | TRUE | 55793ba6-1647-428e-86f6-5ce4153c7f2e | VYjXjmN/1CwggG6cNqj59coY/ktbWHGPrUjlTC5e/c8= | C:\Temp\vw\test data\ppmd_templates_NMGS1.rvt | -
ppmd_templates_NMGS1.rvt | NMGS1 - MEDICAL GAS DESIGN | FALSE | MV | MedGas_MV | TRUE | 0a0bec6d-9172-4a2c-9fb3-7616a08f677a | VYjXjmN/1CwggG6cNqj59coY/ktbWHGPrUjlTC5e/c8= | C:\Temp\vw\test data\ppmd_templates_NMGS1.rvt | 1
ppmd_templates_NMGS1.rvt | NMGS1 - MEDICAL GAS DESIGN | FALSE | DHV | MedGas_DHV | TRUE | 79779898-9917-494b-a027-0013b44e14f1 | VYjXjmN/1CwggG6cNqj59coY/ktbWHGPrUjlTC5e/c8= | C:\Temp\vw\test data\ppmd_templates_NMGS1.rvt | -
ppmd_templates_NMGS1.rvt | NMGS1 - MEDICAL GAS DESIGN | FALSE | DLV | MedGas_DLV | TRUE | bcdcef93-2e56-440a-a8f7-e9973eadba59 | VYjXjmN/1CwggG6cNqj59coY/ktbWHGPrUjlTC5e/c8= | C:\Temp\vw\test data\ppmd_templates_NMGS1.rvt | -
ppmd_templates_NMGS1.rvt | NMGS1 - MEDICAL GAS DESIGN | FALSE | LDE | MedGas_LDE | TRUE | cc6496eb-fa04-4455-81d4-1dfb1e6aaa52 | VYjXjmN/1CwggG6cNqj59coY/ktbWHGPrUjlTC5e/c8= | C:\Temp\vw\test data\ppmd_templates_NMGS1.rvt | -
ppmd_templates_NMGS1.rvt | NMGS1 - MEDICAL GAS DESIGN | FALSE | OX | MedGas_OX | TRUE | 59f6c2e0-639e-4476-adf0-a5c19b1199db | VYjXjmN/1CwggG6cNqj59coY/ktbWHGPrUjlTC5e/c8= | C:\Temp\vw\test data\ppmd_templates_NMGS1.rvt | 1
ppmd_templates_NMGS1.rvt | NMGS1 - MEDICAL GAS DESIGN | FALSE | NO | MedGas_NO | TRUE | 1f31b342-99ad-494b-90ce-f27b8fc04b75 | VYjXjmN/1CwggG6cNqj59coY/ktbWHGPrUjlTC5e/c8= | C:\Temp\vw\test data\ppmd_templates_NMGS1.rvt
ppmd_templates_NMGS1.rvt | NMGS1 - MEDICAL GAS DESIGN | FALSE | NI | MedGas_NI | TRUE | ea24567d-1f4e-45f9-907f-a79ef8b323b1 | VYjXjmN/1CwggG6cNqj59coY/ktbWHGPrUjlTC5e/c8= | C:\Temp\vw\test data\ppmd_templates_NMGS1.rvt
ppmd_templates_NMGS1.rvt | NMGS1 - MEDICAL GAS DESIGN | FALSE | WAGD | MedGas_WAGD | TRUE | 1aa3572e-5073-44b4-acb3-ff8739230b69 | VYjXjmN/1CwggG6cNqj59coY/ktbWHGPrUjlTC5e/c8= | C:\Temp\vw\test data\ppmd_templates_NMGS1.rvt
ppmd_templates_NMGS1.rvt | NMGS1 - MEDICAL GAS DESIGN | FALSE | Notes1 | MedGas_Notes | TRUE | 69d1283f-21ef-46f3-9ebb-e36d00ef4da3 | VYjXjmN/1CwggG6cNqj59coY/ktbWHGPrUjlTC5e/c8= | C:\Temp\vw\test data\ppmd_templates_NMGS1.rvt
ppmd_templates_NMGS1.rvt | NMGS1 - MEDICAL GAS DESIGN | FALSE | Notes2 | MedGas_Notes2 | TRUE | 867f4341-094b-4cc7-b128-8c28392e09cd | VYjXjmN/1CwggG6cNqj59coY/ktbWHGPrUjlTC5e/c8= | C:\Temp\vw\test data\ppmd_templates_NMGS1.rvt
ppmd_templates_NMGS1.rvt | NMGS1 - STRUCTURAL DESIGN | FALSE | Structural Load¦psf | Str_FloorLoad_psf | TRUE | 654b90c9-d71e-4bcd-9f27-a1532becca95 | VYjXjmN/1CwggG6cNqj59coY/ktbWHGPrUjlTC5e/c8= | C:\Temp\vw\test data\ppmd_templates_NMGS1.rvt | 100
ppmd_templates_NMGS1.rvt | NMGS1 - STRUCTURAL DESIGN | FALSE | Structural Load¦kPA | Str_FloorLoad_kPA | FALSE |  | VYjXjmN/1CwggG6cNqj59coY/ktbWHGPrUjlTC5e/c8= | C:\Temp\vw\test data\ppmd_templates_NMGS1.rvt | 5
ppmd_templates_NMGS1.rvt | NMGS1 - STRUCTURAL DESIGN | FALSE | Notes | Str_Notes | TRUE | 509b36e6-cf53-4158-b357-61e3cedd6faa | VYjXjmN/1CwggG6cNqj59coY/ktbWHGPrUjlTC5e/c8= | C:\Temp\vw\test data\ppmd_templates_NMGS1.rvt
ppmd_templates_NMUR1.rvt | NMUR1 - DATA/TELEPHONE EQUIPMENT | FALSE | JSN | JSN | TRUE | 8632cd76-2ab9-457d-8db7-39197de446a2 | PC/pqcz5ZLWWyuYLbxnVWnUu+nPPize9WAd5d2z6ksY= | C:\Temp\vw\test data\ppmd_templates_NMUR1.rvt
ppmd_templates_NMUR1.rvt | NMUR1 - DATA/TELEPHONE EQUIPMENT | FALSE | Nomenclature | Nomenclature | TRUE | f004b755-1952-4a21-a1c1-98f41ef6a86c | PC/pqcz5ZLWWyuYLbxnVWnUu+nPPize9WAd5d2z6ksY= | C:\Temp\vw\test data\ppmd_templates_NMUR1.rvt
ppmd_templates_NMUR1.rvt | NMUR1 - DATA/TELEPHONE EQUIPMENT | FALSE | Qty | Count | FALSE |  | PC/pqcz5ZLWWyuYLbxnVWnUu+nPPize9WAd5d2z6ksY= | C:\Temp\vw\test data\ppmd_templates_NMUR1.rvt
ppmd_templates_NMUR1.rvt | NMUR1 - DATA/TELEPHONE EQUIPMENT | FALSE | Logistics¦AR | CAT_Army | TRUE | fa0e0053-bcc4-42e8-881f-6a4690f994c9 | PC/pqcz5ZLWWyuYLbxnVWnUu+nPPize9WAd5d2z6ksY= | C:\Temp\vw\test data\ppmd_templates_NMUR1.rvt
ppmd_templates_NMUR1.rvt | NMUR1 - DATA/TELEPHONE EQUIPMENT | FALSE | Logistics¦NA | CAT_Navy | TRUE | 183e77a6-b75d-41a5-8f81-f6abfee236ec | PC/pqcz5ZLWWyuYLbxnVWnUu+nPPize9WAd5d2z6ksY= | C:\Temp\vw\test data\ppmd_templates_NMUR1.rvt
ppmd_templates_NMUR1.rvt | NMUR1 - DATA/TELEPHONE EQUIPMENT | FALSE | Logistics¦AF | CAT_AF | TRUE | 053816d3-2f83-4e72-9b30-0a25ff75573f | PC/pqcz5ZLWWyuYLbxnVWnUu+nPPize9WAd5d2z6ksY= | C:\Temp\vw\test data\ppmd_templates_NMUR1.rvt
ppmd_templates_NMUR1.rvt | NMUR1 - DATA/TELEPHONE EQUIPMENT | FALSE | Logistics¦VA | CAT_VA | TRUE | abab06e0-bc20-4958-a9a7-acf73c376614 | PC/pqcz5ZLWWyuYLbxnVWnUu+nPPize9WAd5d2z6ksY= | C:\Temp\vw\test data\ppmd_templates_NMUR1.rvt
ppmd_templates_NMUR1.rvt | NMUR1 - DOOR SCHEDULE | FALSE | Mark | Construction Type | FALSE |  | PC/pqcz5ZLWWyuYLbxnVWnUu+nPPize9WAd5d2z6ksY= | C:\Temp\vw\test data\ppmd_templates_NMUR1.rvt | A
ppmd_templates_NMUR1.rvt | NMUR1 - DOOR SCHEDULE | FALSE | Type | Family | FALSE |  | PC/pqcz5ZLWWyuYLbxnVWnUu+nPPize9WAd5d2z6ksY= | C:\Temp\vw\test data\ppmd_templates_NMUR1.rvt | Single-Flush
ppmd_templates_NMUR1.rvt | NMUR1 - DOOR SCHEDULE | FALSE | Count | Count | FALSE |  | PC/pqcz5ZLWWyuYLbxnVWnUu+nPPize9WAd5d2z6ksY= | C:\Temp\vw\test data\ppmd_templates_NMUR1.rvt | 1
ppmd_templates_NMUR1.rvt | NMUR1 - DOOR SCHEDULE | FALSE | Height¦ft - in | Height | FALSE |  | PC/pqcz5ZLWWyuYLbxnVWnUu+nPPize9WAd5d2z6ksY= | C:\Temp\vw\test data\ppmd_templates_NMUR1.rvt | 7' - 0"
ppmd_templates_NMUR1.rvt | NMUR1 - DOOR SCHEDULE | FALSE | Width¦ft - in | Width | FALSE |  | PC/pqcz5ZLWWyuYLbxnVWnUu+nPPize9WAd5d2z6ksY= | C:\Temp\vw\test data\ppmd_templates_NMUR1.rvt | 3' - 0"
ppmd_templates_NMUR1.rvt | NMUR1 - DOOR SCHEDULE | FALSE | Notes | Type Comments | FALSE |  | PC/pqcz5ZLWWyuYLbxnVWnUu+nPPize9WAd5d2z6ksY= | C:\Temp\vw\test data\ppmd_templates_NMUR1.rvt
ppmd_templates_NMUR1.rvt | NMUR1 - ELECTRICAL DESIGN | FALSE | Lighting¦LUX1 | Light_Level_LUX | TRUE | fc853981-f613-4f05-81bd-e48fb947424b | PC/pqcz5ZLWWyuYLbxnVWnUu+nPPize9WAd5d2z6ksY= | C:\Temp\vw\test data\ppmd_templates_NMUR1.rvt | 200
ppmd_templates_NMUR1.rvt | NMUR1 - ELECTRICAL DESIGN | FALSE | Lighting¦Footcandles1 | Light_Level_FC | FALSE |  | PC/pqcz5ZLWWyuYLbxnVWnUu+nPPize9WAd5d2z6ksY= | C:\Temp\vw\test data\ppmd_templates_NMUR1.rvt | 19
ppmd_templates_NMUR1.rvt | NMUR1 - ELECTRICAL DESIGN | FALSE | Lighting¦LUX2 | Light_Level_LUX2 | TRUE | 172f1cff-58cc-41cd-b888-0e7a81d2bf40 | PC/pqcz5ZLWWyuYLbxnVWnUu+nPPize9WAd5d2z6ksY= | C:\Temp\vw\test data\ppmd_templates_NMUR1.rvt
ppmd_templates_NMUR1.rvt | NMUR1 - ELECTRICAL DESIGN | FALSE | Lighting¦Footcandles2 | Light_Level_FC2 | FALSE |  | PC/pqcz5ZLWWyuYLbxnVWnUu+nPPize9WAd5d2z6ksY= | C:\Temp\vw\test data\ppmd_templates_NMUR1.rvt
ppmd_templates_NMUR1.rvt | NMUR1 - ELECTRICAL DESIGN | FALSE | Lighting¦Notes | Light_Notes | TRUE | a36245ac-ea57-45c2-bac5-bed4d04a4f78 | PC/pqcz5ZLWWyuYLbxnVWnUu+nPPize9WAd5d2z6ksY= | C:\Temp\vw\test data\ppmd_templates_NMUR1.rvt
ppmd_templates_NMUR1.rvt | NMUR1 - ELECTRICAL DESIGN | FALSE | Lighting¦Notes2 | Light_Notes2 | TRUE | 6d0b4891-ce4c-45f8-9560-387866098a10 | PC/pqcz5ZLWWyuYLbxnVWnUu+nPPize9WAd5d2z6ksY= | C:\Temp\vw\test data\ppmd_templates_NMUR1.rvt
ppmd_templates_NMUR1.rvt | NMUR1 - ELECTRICAL DESIGN | FALSE | Essential Power¦% Power | ES_Power% | TRUE | 7cbfe71a-865f-4cf4-b400-c67e3939439b | PC/pqcz5ZLWWyuYLbxnVWnUu+nPPize9WAd5d2z6ksY= | C:\Temp\vw\test data\ppmd_templates_NMUR1.rvt
ppmd_templates_NMUR1.rvt | NMUR1 - ELECTRICAL DESIGN | FALSE | Essential Power¦% Light | ES_Light% | TRUE | af00a8bb-40cb-434a-a7e5-b4140f3c844f | PC/pqcz5ZLWWyuYLbxnVWnUu+nPPize9WAd5d2z6ksY= | C:\Temp\vw\test data\ppmd_templates_NMUR1.rvt | LS
ppmd_templates_NMUR1.rvt | NMUR1 - ELECTRICAL DESIGN | FALSE | Essential Power¦Notes | ES_Notes | TRUE | 0c3ae867-1060-40b5-bb68-261d16a167a0 | PC/pqcz5ZLWWyuYLbxnVWnUu+nPPize9WAd5d2z6ksY= | C:\Temp\vw\test data\ppmd_templates_NMUR1.rvt | E
ppmd_templates_NMUR1.rvt | NMUR1 - EQUIPMENT SCHEDULE | TRUE | JSN | JSN | TRUE | 8632cd76-2ab9-457d-8db7-39197de446a2 | PC/pqcz5ZLWWyuYLbxnVWnUu+nPPize9WAd5d2z6ksY= | C:\Temp\vw\test data\ppmd_templates_NMUR1.rvt | A1066¦A5075¦A5080¦A5106¦A5145¦E0963¦F0205¦F0340¦F2010¦F3200¦M1620¦P3100¦X9500
ppmd_templates_NMUR1.rvt | NMUR1 - EQUIPMENT SCHEDULE | TRUE | Nomenclature | Nomenclature | TRUE | f004b755-1952-4a21-a1c1-98f41ef6a86c | PC/pqcz5ZLWWyuYLbxnVWnUu+nPPize9WAd5d2z6ksY= | C:\Temp\vw\test data\ppmd_templates_NMUR1.rvt | Mirror, Float Glass, With SS Frame¦Dispenser, Soap, Disposable¦Dispenser, Paper Towel, SS, Surface Mounted¦Waste Disposal Unit, Sharps w/Glove Dispenser¦Hook, Garment, Double, SS, Surface Mounted¦Cart, General Storage, Mobile¦Chair, Side With Arms¦Stool, Self Adjusting¦Basket, Wastepaper, Step-On¦Clock, Battery, 12" Diameter¦Holder, Chart, Patient, Wall or Door Mounted¦Lavatory, Vitreous China, Slab Type¦System, Uptake, Thyroid, Mobile
ppmd_templates_NMUR1.rvt | NMUR1 - EQUIPMENT SCHEDULE | TRUE | Qty | Count | FALSE |  | PC/pqcz5ZLWWyuYLbxnVWnUu+nPPize9WAd5d2z6ksY= | C:\Temp\vw\test data\ppmd_templates_NMUR1.rvt | 1¦1¦1¦1¦1¦1¦1¦1¦1¦1¦1¦1¦1
ppmd_templates_NMUR1.rvt | NMUR1 - EQUIPMENT SCHEDULE | TRUE | LF | Comments | FALSE |  | PC/pqcz5ZLWWyuYLbxnVWnUu+nPPize9WAd5d2z6ksY= | C:\Temp\vw\test data\ppmd_templates_NMUR1.rvt
ppmd_templates_NMUR1.rvt | NMUR1 - EQUIPMENT SCHEDULE | TRUE | Logistics¦AR | CAT_Army | TRUE | fa0e0053-bcc4-42e8-881f-6a4690f994c9 | PC/pqcz5ZLWWyuYLbxnVWnUu+nPPize9WAd5d2z6ksY= | C:\Temp\vw\test data\ppmd_templates_NMUR1.rvt | A¦C¦A¦C¦A¦C¦C¦C¦C¦C¦A¦A¦C
ppmd_templates_NMUR1.rvt | NMUR1 - EQUIPMENT SCHEDULE | TRUE | Logistics¦NA | CAT_Navy | TRUE | 183e77a6-b75d-41a5-8f81-f6abfee236ec | PC/pqcz5ZLWWyuYLbxnVWnUu+nPPize9WAd5d2z6ksY= | C:\Temp\vw\test data\ppmd_templates_NMUR1.rvt | A¦C¦A¦A¦A¦C¦C¦C¦C¦C¦A¦A¦C
ppmd_templates_NMUR1.rvt | NMUR1 - EQUIPMENT SCHEDULE | TRUE | Logistics¦AF | CAT_AF | TRUE | 053816d3-2f83-4e72-9b30-0a25ff75573f | PC/pqcz5ZLWWyuYLbxnVWnUu+nPPize9WAd5d2z6ksY= | C:\Temp\vw\test data\ppmd_templates_NMUR1.rvt | A¦C¦A¦C¦A¦C¦C¦C¦C¦C¦A¦A¦C
ppmd_templates_NMUR1.rvt | NMUR1 - EQUIPMENT SCHEDULE | TRUE | Logistics¦VA | CAT_VA | TRUE | abab06e0-bc20-4958-a9a7-acf73c376614 | PC/pqcz5ZLWWyuYLbxnVWnUu+nPPize9WAd5d2z6ksY= | C:\Temp\vw\test data\ppmd_templates_NMUR1.rvt | A¦C¦A¦C¦A¦C¦C¦C¦C¦C¦A¦A¦C
ppmd_templates_NMUR1.rvt | NMUR1 - EQUIPMENT SCHEDULE | TRUE | Utilities¦1 | UTIL_1_WaterDrain | TRUE | 594b780e-c62e-473b-9f66-4d3db2fa1b7f | PC/pqcz5ZLWWyuYLbxnVWnUu+nPPize9WAd5d2z6ksY= | C:\Temp\vw\test data\ppmd_templates_NMUR1.rvt | -¦-¦-¦-¦-¦-¦-¦-¦-¦-¦-¦D¦-
ppmd_templates_NMUR1.rvt | NMUR1 - EQUIPMENT SCHEDULE | TRUE | Utilities¦2 | UTIL_2_Elec | TRUE | 28082216-138e-4a2f-9824-e96dbd7e3cd0 | PC/pqcz5ZLWWyuYLbxnVWnUu+nPPize9WAd5d2z6ksY= | C:\Temp\vw\test data\ppmd_templates_NMUR1.rvt | -¦-¦-¦-¦-¦-¦-¦-¦-¦-¦-¦-¦B
ppmd_templates_NMUR1.rvt | NMUR1 - EQUIPMENT SCHEDULE | TRUE | Utilities¦3 | UTIL_3_MedGas | TRUE | 22af1ef2-54f0-4b6e-b40a-7064dfb8769c | PC/pqcz5ZLWWyuYLbxnVWnUu+nPPize9WAd5d2z6ksY= | C:\Temp\vw\test data\ppmd_templates_NMUR1.rvt | -¦-¦-¦-¦-¦-¦-¦-¦-¦-¦-¦-¦-
ppmd_templates_NMUR1.rvt | NMUR1 - EQUIPMENT SCHEDULE | TRUE | Utilities¦4 | UTIL_4_MiscGas | TRUE | 745b8c3e-fd4a-4430-994a-d25826e1e484 | PC/pqcz5ZLWWyuYLbxnVWnUu+nPPize9WAd5d2z6ksY= | C:\Temp\vw\test data\ppmd_templates_NMUR1.rvt | -¦-¦-¦-¦-¦-¦-¦-¦-¦-¦-¦-¦-
ppmd_templates_NMUR1.rvt | NMUR1 - EQUIPMENT SCHEDULE | TRUE | Utilities¦5 | UTIL_5_NonMedGas | TRUE | 323edf97-d058-44ef-a0fb-1836c80554d8 | PC/pqcz5ZLWWyuYLbxnVWnUu+nPPize9WAd5d2z6ksY= | C:\Temp\vw\test data\ppmd_templates_NMUR1.rvt | -¦-¦-¦-¦-¦-¦-¦-¦-¦-¦-¦-¦-
ppmd_templates_NMUR1.rvt | NMUR1 - EQUIPMENT SCHEDULE | TRUE | Utilities¦6 | UTIL_6_Misc | TRUE | 38083e2d-8ba3-4868-9752-742b7a4a9586 | PC/pqcz5ZLWWyuYLbxnVWnUu+nPPize9WAd5d2z6ksY= | C:\Temp\vw\test data\ppmd_templates_NMUR1.rvt | -¦-¦-¦-¦-¦-¦-¦-¦-¦-¦-¦-¦-
ppmd_templates_NMUR1.rvt | NMUR1 - INTERIOR DESIGN | FALSE | Floor Finish¦Preferred | Floor Finish | FALSE |  | PC/pqcz5ZLWWyuYLbxnVWnUu+nPPize9WAd5d2z6ksY= | C:\Temp\vw\test data\ppmd_templates_NMUR1.rvt | SV
ppmd_templates_NMUR1.rvt | NMUR1 - INTERIOR DESIGN | FALSE | Floor Finish¦Alternate | Floor Finish2 | TRUE | 4030719d-a272-441a-8bfa-d5eb510a1687 | PC/pqcz5ZLWWyuYLbxnVWnUu+nPPize9WAd5d2z6ksY= | C:\Temp\vw\test data\ppmd_templates_NMUR1.rvt | -
ppmd_templates_NMUR1.rvt | NMUR1 - INTERIOR DESIGN | FALSE | Wall Finish¦Preferred | Wall Finish | FALSE |  | PC/pqcz5ZLWWyuYLbxnVWnUu+nPPize9WAd5d2z6ksY= | C:\Temp\vw\test data\ppmd_templates_NMUR1.rvt | GLG
ppmd_templates_NMUR1.rvt | NMUR1 - INTERIOR DESIGN | FALSE | Wall Finish¦Alternate | Wall Finish2 | TRUE | 5a49d499-57b3-4e1f-afc0-4c041c862be1 | PC/pqcz5ZLWWyuYLbxnVWnUu+nPPize9WAd5d2z6ksY= | C:\Temp\vw\test data\ppmd_templates_NMUR1.rvt | -
ppmd_templates_NMUR1.rvt | NMUR1 - INTERIOR DESIGN | FALSE | Ceiling Finish¦Preferred | Ceiling Finish | FALSE |  | PC/pqcz5ZLWWyuYLbxnVWnUu+nPPize9WAd5d2z6ksY= | C:\Temp\vw\test data\ppmd_templates_NMUR1.rvt | AT1
ppmd_templates_NMUR1.rvt | NMUR1 - INTERIOR DESIGN | FALSE | Ceiling Finish¦Alternate | Ceiling Finish2 | TRUE | acb31fd1-378b-4329-97b0-400ae39b5bc4 | PC/pqcz5ZLWWyuYLbxnVWnUu+nPPize9WAd5d2z6ksY= | C:\Temp\vw\test data\ppmd_templates_NMUR1.rvt | -
ppmd_templates_NMUR1.rvt | NMUR1 - INTERIOR DESIGN | FALSE | Room Height¦ft - in | Ceiling_Hgt_IP | TRUE | 9f14ca4f-2465-4385-a17c-7aa549f64c09 | PC/pqcz5ZLWWyuYLbxnVWnUu+nPPize9WAd5d2z6ksY= | C:\Temp\vw\test data\ppmd_templates_NMUR1.rvt | 8' - 0"
ppmd_templates_NMUR1.rvt | NMUR1 - INTERIOR DESIGN | FALSE | Room Noise¦Min NC | Noise_NC_MIN | TRUE | 8c49df6c-7d6b-49fd-9459-f57d0921d704 | PC/pqcz5ZLWWyuYLbxnVWnUu+nPPize9WAd5d2z6ksY= | C:\Temp\vw\test data\ppmd_templates_NMUR1.rvt | 30
ppmd_templates_NMUR1.rvt | NMUR1 - INTERIOR DESIGN | FALSE | Room Noise¦Max NC | Noise_NC_MAX | TRUE | 629b571a-1c14-443c-b8e8-1130b5edb513 | PC/pqcz5ZLWWyuYLbxnVWnUu+nPPize9WAd5d2z6ksY= | C:\Temp\vw\test data\ppmd_templates_NMUR1.rvt | 35
ppmd_templates_NMUR1.rvt | NMUR1 - INTERIOR DESIGN | FALSE | Room Noise¦SC | Noise_SC | TRUE | 44bf9cd1-070a-432c-87d9-26a3211cfe07 | PC/pqcz5ZLWWyuYLbxnVWnUu+nPPize9WAd5d2z6ksY= | C:\Temp\vw\test data\ppmd_templates_NMUR1.rvt | 40
ppmd_templates_NMUR1.rvt | NMUR1 - MECHANICAL DESIGN | FALSE | Air Balance | Air_Balance | TRUE | 587b3cf9-4450-4d95-b8ef-0e93665dbd91 | PC/pqcz5ZLWWyuYLbxnVWnUu+nPPize9WAd5d2z6ksY= | C:\Temp\vw\test data\ppmd_templates_NMUR1.rvt | -
ppmd_templates_NMUR1.rvt | NMUR1 - MECHANICAL DESIGN | FALSE | Air Changes Total | Air_Changes_Total | TRUE | 3988d7f3-0f28-4410-866c-5bc65e1d842a | PC/pqcz5ZLWWyuYLbxnVWnUu+nPPize9WAd5d2z6ksY= | C:\Temp\vw\test data\ppmd_templates_NMUR1.rvt | 6
ppmd_templates_NMUR1.rvt | NMUR1 - MECHANICAL DESIGN | FALSE | Air Changes OA | Air_Changes_OA | TRUE | b7af949f-3b64-4f85-9391-d9f17dcaad1e | PC/pqcz5ZLWWyuYLbxnVWnUu+nPPize9WAd5d2z6ksY= | C:\Temp\vw\test data\ppmd_templates_NMUR1.rvt | 2
ppmd_templates_NMUR1.rvt | NMUR1 - MECHANICAL DESIGN | FALSE | 100% Exhaust Air | Exhaust_Air_100% | TRUE | 62b97784-583b-47d5-90a3-a90bbb961b6e | PC/pqcz5ZLWWyuYLbxnVWnUu+nPPize9WAd5d2z6ksY= | C:\Temp\vw\test data\ppmd_templates_NMUR1.rvt | Y
ppmd_templates_NMUR1.rvt | NMUR1 - MECHANICAL DESIGN | FALSE | Summer Temp¦F | Temp_Summer_F | TRUE | 1cbf6964-bd0f-4852-b367-ef4828e2e2cc | PC/pqcz5ZLWWyuYLbxnVWnUu+nPPize9WAd5d2z6ksY= | C:\Temp\vw\test data\ppmd_templates_NMUR1.rvt
ppmd_templates_NMUR1.rvt | NMUR1 - MECHANICAL DESIGN | FALSE | Summer Temp¦C | Temp_Summer_C | FALSE |  | PC/pqcz5ZLWWyuYLbxnVWnUu+nPPize9WAd5d2z6ksY= | C:\Temp\vw\test data\ppmd_templates_NMUR1.rvt
ppmd_templates_NMUR1.rvt | NMUR1 - MECHANICAL DESIGN | FALSE | Summer Temp¦Note | Temp_Summer_Note | TRUE | 6248fa3c-bb43-4e1c-91bb-60e102e573b7 | PC/pqcz5ZLWWyuYLbxnVWnUu+nPPize9WAd5d2z6ksY= | C:\Temp\vw\test data\ppmd_templates_NMUR1.rvt
ppmd_templates_NMUR1.rvt | NMUR1 - MECHANICAL DESIGN | FALSE | Winter Temp¦F | Temp_Winter_F | TRUE | b4f9888f-41ad-47ef-a6af-145b3de732c9 | PC/pqcz5ZLWWyuYLbxnVWnUu+nPPize9WAd5d2z6ksY= | C:\Temp\vw\test data\ppmd_templates_NMUR1.rvt | 68
ppmd_templates_NMUR1.rvt | NMUR1 - MECHANICAL DESIGN | FALSE | Winter Temp¦C | Temp_Winter_C | FALSE |  | PC/pqcz5ZLWWyuYLbxnVWnUu+nPPize9WAd5d2z6ksY= | C:\Temp\vw\test data\ppmd_templates_NMUR1.rvt | 20
ppmd_templates_NMUR1.rvt | NMUR1 - MECHANICAL DESIGN | FALSE | Winter Temp¦Note | Temp_Winter_Note | TRUE | aacd83fc-f530-464e-b089-01667d3c52cd | PC/pqcz5ZLWWyuYLbxnVWnUu+nPPize9WAd5d2z6ksY= | C:\Temp\vw\test data\ppmd_templates_NMUR1.rvt
ppmd_templates_NMUR1.rvt | NMUR1 - MECHANICAL DESIGN | FALSE | Max Relative Humidity | Relative_Humidity | TRUE | 36ead6c1-4384-4a65-8654-06a60aef94cb | PC/pqcz5ZLWWyuYLbxnVWnUu+nPPize9WAd5d2z6ksY= | C:\Temp\vw\test data\ppmd_templates_NMUR1.rvt
ppmd_templates_NMUR1.rvt | NMUR1 - MECHANICAL DESIGN | FALSE | Filtration¦Interm % | Filtration_Inter_% | TRUE | 4f03ad65-f905-419e-a0cf-8f58fe921fbc | PC/pqcz5ZLWWyuYLbxnVWnUu+nPPize9WAd5d2z6ksY= | C:\Temp\vw\test data\ppmd_templates_NMUR1.rvt | 13
ppmd_templates_NMUR1.rvt | NMUR1 - MECHANICAL DESIGN | FALSE | Filtration¦Final % | Filtration_Final_% | TRUE | cc736e5f-46f5-476a-8d0a-ceb32d8d4e5a | PC/pqcz5ZLWWyuYLbxnVWnUu+nPPize9WAd5d2z6ksY= | C:\Temp\vw\test data\ppmd_templates_NMUR1.rvt
ppmd_templates_NMUR1.rvt | NMUR1 - MECHANICAL DESIGN | FALSE | Notes | Mech_Notes | TRUE | a32df790-0ab9-4c4a-b19c-511c2eef6d56 | PC/pqcz5ZLWWyuYLbxnVWnUu+nPPize9WAd5d2z6ksY= | C:\Temp\vw\test data\ppmd_templates_NMUR1.rvt
ppmd_templates_NMUR1.rvt | NMUR1 - MEDICAL GAS DESIGN | FALSE | MCA | MedGas_MCA | TRUE | 3b23ea7f-b9f1-4749-8a2b-eb6a4fab4cdc | PC/pqcz5ZLWWyuYLbxnVWnUu+nPPize9WAd5d2z6ksY= | C:\Temp\vw\test data\ppmd_templates_NMUR1.rvt | 1
ppmd_templates_NMUR1.rvt | NMUR1 - MEDICAL GAS DESIGN | FALSE | DCA | MedGas_DCA | TRUE | 20dc9c73-7465-4e8a-8300-4a8b5a46a91c | PC/pqcz5ZLWWyuYLbxnVWnUu+nPPize9WAd5d2z6ksY= | C:\Temp\vw\test data\ppmd_templates_NMUR1.rvt
ppmd_templates_NMUR1.rvt | NMUR1 - MEDICAL GAS DESIGN | FALSE | LA | MedGas_LA | TRUE | 99801083-d820-4c5f-ad07-ab168e1bbda0 | PC/pqcz5ZLWWyuYLbxnVWnUu+nPPize9WAd5d2z6ksY= | C:\Temp\vw\test data\ppmd_templates_NMUR1.rvt
ppmd_templates_NMUR1.rvt | NMUR1 - MEDICAL GAS DESIGN | FALSE | PA | MedGas_PA | TRUE | 55793ba6-1647-428e-86f6-5ce4153c7f2e | PC/pqcz5ZLWWyuYLbxnVWnUu+nPPize9WAd5d2z6ksY= | C:\Temp\vw\test data\ppmd_templates_NMUR1.rvt
ppmd_templates_NMUR1.rvt | NMUR1 - MEDICAL GAS DESIGN | FALSE | MV | MedGas_MV | TRUE | 0a0bec6d-9172-4a2c-9fb3-7616a08f677a | PC/pqcz5ZLWWyuYLbxnVWnUu+nPPize9WAd5d2z6ksY= | C:\Temp\vw\test data\ppmd_templates_NMUR1.rvt | 1
ppmd_templates_NMUR1.rvt | NMUR1 - MEDICAL GAS DESIGN | FALSE | DHV | MedGas_DHV | TRUE | 79779898-9917-494b-a027-0013b44e14f1 | PC/pqcz5ZLWWyuYLbxnVWnUu+nPPize9WAd5d2z6ksY= | C:\Temp\vw\test data\ppmd_templates_NMUR1.rvt
ppmd_templates_NMUR1.rvt | NMUR1 - MEDICAL GAS DESIGN | FALSE | DLV | MedGas_DLV | TRUE | bcdcef93-2e56-440a-a8f7-e9973eadba59 | PC/pqcz5ZLWWyuYLbxnVWnUu+nPPize9WAd5d2z6ksY= | C:\Temp\vw\test data\ppmd_templates_NMUR1.rvt
ppmd_templates_NMUR1.rvt | NMUR1 - MEDICAL GAS DESIGN | FALSE | LDE | MedGas_LDE | TRUE | cc6496eb-fa04-4455-81d4-1dfb1e6aaa52 | PC/pqcz5ZLWWyuYLbxnVWnUu+nPPize9WAd5d2z6ksY= | C:\Temp\vw\test data\ppmd_templates_NMUR1.rvt
ppmd_templates_NMUR1.rvt | NMUR1 - MEDICAL GAS DESIGN | FALSE | OX | MedGas_OX | TRUE | 59f6c2e0-639e-4476-adf0-a5c19b1199db | PC/pqcz5ZLWWyuYLbxnVWnUu+nPPize9WAd5d2z6ksY= | C:\Temp\vw\test data\ppmd_templates_NMUR1.rvt | 1
ppmd_templates_NMUR1.rvt | NMUR1 - MEDICAL GAS DESIGN | FALSE | NO | MedGas_NO | TRUE | 1f31b342-99ad-494b-90ce-f27b8fc04b75 | PC/pqcz5ZLWWyuYLbxnVWnUu+nPPize9WAd5d2z6ksY= | C:\Temp\vw\test data\ppmd_templates_NMUR1.rvt
ppmd_templates_NMUR1.rvt | NMUR1 - MEDICAL GAS DESIGN | FALSE | NI | MedGas_NI | TRUE | ea24567d-1f4e-45f9-907f-a79ef8b323b1 | PC/pqcz5ZLWWyuYLbxnVWnUu+nPPize9WAd5d2z6ksY= | C:\Temp\vw\test data\ppmd_templates_NMUR1.rvt
ppmd_templates_NMUR1.rvt | NMUR1 - MEDICAL GAS DESIGN | FALSE | WAGD | MedGas_WAGD | TRUE | 1aa3572e-5073-44b4-acb3-ff8739230b69 | PC/pqcz5ZLWWyuYLbxnVWnUu+nPPize9WAd5d2z6ksY= | C:\Temp\vw\test data\ppmd_templates_NMUR1.rvt
ppmd_templates_NMUR1.rvt | NMUR1 - MEDICAL GAS DESIGN | FALSE | Notes1 | MedGas_Notes | TRUE | 69d1283f-21ef-46f3-9ebb-e36d00ef4da3 | PC/pqcz5ZLWWyuYLbxnVWnUu+nPPize9WAd5d2z6ksY= | C:\Temp\vw\test data\ppmd_templates_NMUR1.rvt
ppmd_templates_NMUR1.rvt | NMUR1 - MEDICAL GAS DESIGN | FALSE | Notes2 | MedGas_Notes2 | TRUE | 867f4341-094b-4cc7-b128-8c28392e09cd | PC/pqcz5ZLWWyuYLbxnVWnUu+nPPize9WAd5d2z6ksY= | C:\Temp\vw\test data\ppmd_templates_NMUR1.rvt
ppmd_templates_NMUR1.rvt | NMUR1 - STRUCTURAL DESIGN | FALSE | Structural Load¦psf | Str_FloorLoad_psf | TRUE | 654b90c9-d71e-4bcd-9f27-a1532becca95 | PC/pqcz5ZLWWyuYLbxnVWnUu+nPPize9WAd5d2z6ksY= | C:\Temp\vw\test data\ppmd_templates_NMUR1.rvt | 100
ppmd_templates_NMUR1.rvt | NMUR1 - STRUCTURAL DESIGN | FALSE | Structural Load¦kPA | Str_FloorLoad_kPA | FALSE |  | PC/pqcz5ZLWWyuYLbxnVWnUu+nPPize9WAd5d2z6ksY= | C:\Temp\vw\test data\ppmd_templates_NMUR1.rvt | 5
ppmd_templates_NMUR1.rvt | NMUR1 - STRUCTURAL DESIGN | FALSE | Notes | Str_Notes | TRUE | 509b36e6-cf53-4158-b357-61e3cedd6faa | PC/pqcz5ZLWWyuYLbxnVWnUu+nPPize9WAd5d2z6ksY= | C:\Temp\vw\test data\ppmd_templates_NMUR1.rvt
ppmd_templates_NYIR1.rvt | NYAR1 - EQUIPMENT SCHEDULE | TRUE | JSN | JSN | TRUE | 8632cd76-2ab9-457d-8db7-39197de446a2 | 6TJmPE5nmia5pRtojuDJe7GgMf+5SxvcqKNidS1/OR0= | C:\Temp\vw\test data\ppmd_templates_NYIR1.rvt | A1066¦A5075¦A5077¦A5080¦A5106¦E0963¦F2010¦F3200¦M3070¦M3073¦P3100
ppmd_templates_NYIR1.rvt | NYAR1 - EQUIPMENT SCHEDULE | TRUE | Nomenclature | Nomenclature | TRUE | f004b755-1952-4a21-a1c1-98f41ef6a86c | 6TJmPE5nmia5pRtojuDJe7GgMf+5SxvcqKNidS1/OR0= | C:\Temp\vw\test data\ppmd_templates_NYIR1.rvt | Mirror, Float Glass, With SS Frame¦Dispenser, Soap, Disposable¦Dispenser, Hand Sanitzer, Hands free¦Dispenser, Paper Towel, SS, Surface Mounted¦Waste Disposal Unit, Sharps w/Glove Dispenser¦Cart, General Storage, Mobile¦Basket, Wastepaper, Step-On¦Clock, Battery, 12" Diameter¦Hamper, Linen, Mobile, w/Lid¦Basket, Infectious Waste, Step-On¦Lavatory, Vitreous China, Slab Type
ppmd_templates_NYIR1.rvt | NYAR1 - EQUIPMENT SCHEDULE | TRUE | Qty | Count | FALSE |  | 6TJmPE5nmia5pRtojuDJe7GgMf+5SxvcqKNidS1/OR0= | C:\Temp\vw\test data\ppmd_templates_NYIR1.rvt | 1¦1¦1¦1¦1¦1¦1¦1¦1¦1¦1
ppmd_templates_NYIR1.rvt | NYAR1 - EQUIPMENT SCHEDULE | TRUE | LF | Comments | FALSE |  | 6TJmPE5nmia5pRtojuDJe7GgMf+5SxvcqKNidS1/OR0= | C:\Temp\vw\test data\ppmd_templates_NYIR1.rvt
ppmd_templates_NYIR1.rvt | NYAR1 - EQUIPMENT SCHEDULE | TRUE | Logistics¦AR | CAT_Army | TRUE | fa0e0053-bcc4-42e8-881f-6a4690f994c9 | 6TJmPE5nmia5pRtojuDJe7GgMf+5SxvcqKNidS1/OR0= | C:\Temp\vw\test data\ppmd_templates_NYIR1.rvt | A¦C¦C¦A¦C¦C¦C¦C¦C¦C¦A
ppmd_templates_NYIR1.rvt | NYAR1 - EQUIPMENT SCHEDULE | TRUE | Logistics¦NA | CAT_Navy | TRUE | 183e77a6-b75d-41a5-8f81-f6abfee236ec | 6TJmPE5nmia5pRtojuDJe7GgMf+5SxvcqKNidS1/OR0= | C:\Temp\vw\test data\ppmd_templates_NYIR1.rvt | A¦C¦C¦A¦A¦C¦C¦C¦C¦C¦A
ppmd_templates_NYIR1.rvt | NYAR1 - EQUIPMENT SCHEDULE | TRUE | Logistics¦AF | CAT_AF | TRUE | 053816d3-2f83-4e72-9b30-0a25ff75573f | 6TJmPE5nmia5pRtojuDJe7GgMf+5SxvcqKNidS1/OR0= | C:\Temp\vw\test data\ppmd_templates_NYIR1.rvt | A¦C¦C¦A¦C¦C¦C¦C¦C¦C¦A
ppmd_templates_NYIR1.rvt | NYAR1 - EQUIPMENT SCHEDULE | TRUE | Logistics¦VA | CAT_VA | TRUE | abab06e0-bc20-4958-a9a7-acf73c376614 | 6TJmPE5nmia5pRtojuDJe7GgMf+5SxvcqKNidS1/OR0= | C:\Temp\vw\test data\ppmd_templates_NYIR1.rvt | A¦C¦C¦A¦C¦C¦C¦C¦C¦C¦A
ppmd_templates_NYIR1.rvt | NYAR1 - EQUIPMENT SCHEDULE | TRUE | Utilities¦1 | UTIL_1_WaterDrain | TRUE | 594b780e-c62e-473b-9f66-4d3db2fa1b7f | 6TJmPE5nmia5pRtojuDJe7GgMf+5SxvcqKNidS1/OR0= | C:\Temp\vw\test data\ppmd_templates_NYIR1.rvt | -¦-¦-¦-¦-¦-¦-¦-¦-¦-¦D
ppmd_templates_NYIR1.rvt | NYAR1 - EQUIPMENT SCHEDULE | TRUE | Utilities¦2 | UTIL_2_Elec | TRUE | 28082216-138e-4a2f-9824-e96dbd7e3cd0 | 6TJmPE5nmia5pRtojuDJe7GgMf+5SxvcqKNidS1/OR0= | C:\Temp\vw\test data\ppmd_templates_NYIR1.rvt | -¦-¦-¦-¦-¦-¦-¦-¦-¦-¦-
ppmd_templates_NYIR1.rvt | NYAR1 - EQUIPMENT SCHEDULE | TRUE | Utilities¦3 | UTIL_3_MedGas | TRUE | 22af1ef2-54f0-4b6e-b40a-7064dfb8769c | 6TJmPE5nmia5pRtojuDJe7GgMf+5SxvcqKNidS1/OR0= | C:\Temp\vw\test data\ppmd_templates_NYIR1.rvt | -¦-¦-¦-¦-¦-¦-¦-¦-¦-¦-
ppmd_templates_NYIR1.rvt | NYAR1 - EQUIPMENT SCHEDULE | TRUE | Utilities¦4 | UTIL_4_MiscGas | TRUE | 745b8c3e-fd4a-4430-994a-d25826e1e484 | 6TJmPE5nmia5pRtojuDJe7GgMf+5SxvcqKNidS1/OR0= | C:\Temp\vw\test data\ppmd_templates_NYIR1.rvt | -¦-¦-¦-¦-¦-¦-¦-¦-¦-¦-
ppmd_templates_NYIR1.rvt | NYAR1 - EQUIPMENT SCHEDULE | TRUE | Utilities¦5 | UTIL_5_NonMedGas | TRUE | 323edf97-d058-44ef-a0fb-1836c80554d8 | 6TJmPE5nmia5pRtojuDJe7GgMf+5SxvcqKNidS1/OR0= | C:\Temp\vw\test data\ppmd_templates_NYIR1.rvt | -¦-¦-¦-¦-¦-¦-¦-¦-¦-¦-
ppmd_templates_NYIR1.rvt | NYAR1 - EQUIPMENT SCHEDULE | TRUE | Utilities¦6 | UTIL_6_Misc | TRUE | 38083e2d-8ba3-4868-9752-742b7a4a9586 | 6TJmPE5nmia5pRtojuDJe7GgMf+5SxvcqKNidS1/OR0= | C:\Temp\vw\test data\ppmd_templates_NYIR1.rvt | -¦-¦-¦-¦-¦-¦-¦-¦-¦-¦-
ppmd_templates_NYIR1.rvt | NYAR1 - INTERIOR DESIGN | FALSE | Floor Finish¦Preferred | Floor Finish | FALSE |  | 6TJmPE5nmia5pRtojuDJe7GgMf+5SxvcqKNidS1/OR0= | C:\Temp\vw\test data\ppmd_templates_NYIR1.rvt | SV
ppmd_templates_NYIR1.rvt | NYAR1 - INTERIOR DESIGN | FALSE | Floor Finish¦Alternate | Floor Finish2 | TRUE | 4030719d-a272-441a-8bfa-d5eb510a1687 | 6TJmPE5nmia5pRtojuDJe7GgMf+5SxvcqKNidS1/OR0= | C:\Temp\vw\test data\ppmd_templates_NYIR1.rvt | VT
ppmd_templates_NYIR1.rvt | NYAR1 - INTERIOR DESIGN | FALSE | Wall Finish¦Preferred | Wall Finish | FALSE |  | 6TJmPE5nmia5pRtojuDJe7GgMf+5SxvcqKNidS1/OR0= | C:\Temp\vw\test data\ppmd_templates_NYIR1.rvt | GPT
ppmd_templates_NYIR1.rvt | NYAR1 - INTERIOR DESIGN | FALSE | Wall Finish¦Alternate | Wall Finish2 | TRUE | 5a49d499-57b3-4e1f-afc0-4c041c862be1 | 6TJmPE5nmia5pRtojuDJe7GgMf+5SxvcqKNidS1/OR0= | C:\Temp\vw\test data\ppmd_templates_NYIR1.rvt | GLG
ppmd_templates_NYIR1.rvt | NYAR1 - INTERIOR DESIGN | FALSE | Ceiling Finish¦Preferred | Ceiling Finish | FALSE |  | 6TJmPE5nmia5pRtojuDJe7GgMf+5SxvcqKNidS1/OR0= | C:\Temp\vw\test data\ppmd_templates_NYIR1.rvt | AT1
ppmd_templates_NYIR1.rvt | NYAR1 - INTERIOR DESIGN | FALSE | Ceiling Finish¦Alternate | Ceiling Finish2 | TRUE | acb31fd1-378b-4329-97b0-400ae39b5bc4 | 6TJmPE5nmia5pRtojuDJe7GgMf+5SxvcqKNidS1/OR0= | C:\Temp\vw\test data\ppmd_templates_NYIR1.rvt | AT2
ppmd_templates_NYIR1.rvt | NYAR1 - INTERIOR DESIGN | FALSE | Room Height¦ft - in | Ceiling_Hgt_IP | TRUE | 9f14ca4f-2465-4385-a17c-7aa549f64c09 | 6TJmPE5nmia5pRtojuDJe7GgMf+5SxvcqKNidS1/OR0= | C:\Temp\vw\test data\ppmd_templates_NYIR1.rvt | 8' - 0"
ppmd_templates_NYIR1.rvt | NYAR1 - INTERIOR DESIGN | FALSE | Room Noise¦Min NC | Noise_NC_MIN | TRUE | 8c49df6c-7d6b-49fd-9459-f57d0921d704 | 6TJmPE5nmia5pRtojuDJe7GgMf+5SxvcqKNidS1/OR0= | C:\Temp\vw\test data\ppmd_templates_NYIR1.rvt | 25
ppmd_templates_NYIR1.rvt | NYAR1 - INTERIOR DESIGN | FALSE | Room Noise¦Max NC | Noise_NC_MAX | TRUE | 629b571a-1c14-443c-b8e8-1130b5edb513 | 6TJmPE5nmia5pRtojuDJe7GgMf+5SxvcqKNidS1/OR0= | C:\Temp\vw\test data\ppmd_templates_NYIR1.rvt | 30
ppmd_templates_NYIR1.rvt | NYAR1 - INTERIOR DESIGN | FALSE | Room Noise¦SC | Noise_SC | TRUE | 44bf9cd1-070a-432c-87d9-26a3211cfe07 | 6TJmPE5nmia5pRtojuDJe7GgMf+5SxvcqKNidS1/OR0= | C:\Temp\vw\test data\ppmd_templates_NYIR1.rvt | 45
ppmd_templates_NYIR1.rvt | NYIR1 - EQUIPMENT SCHEDULE | TRUE | JSN | JSN | TRUE | 8632cd76-2ab9-457d-8db7-39197de446a2 | 6TJmPE5nmia5pRtojuDJe7GgMf+5SxvcqKNidS1/OR0= | C:\Temp\vw\test data\ppmd_templates_NYIR1.rvt | A1066¦A5075¦A5080¦A5106¦A5180¦E0818¦E0945¦E0948¦F0230¦F0270¦F0280¦F0315¦F2010¦F3200¦M0515¦M0750¦M0755¦M0765¦M0815¦M1801¦M4116¦M4255¦M4266¦P3100
ppmd_templates_NYIR1.rvt | NYIR1 - EQUIPMENT SCHEDULE | TRUE | Nomenclature | Nomenclature | TRUE | f004b755-1952-4a21-a1c1-98f41ef6a86c | 6TJmPE5nmia5pRtojuDJe7GgMf+5SxvcqKNidS1/OR0= | C:\Temp\vw\test data\ppmd_templates_NYIR1.rvt | Mirror, Float Glass, With SS Frame¦Dispenser, Soap, Disposable¦Dispenser, Paper Towel, SS, Surface Mounted¦Waste Disposal Unit, Sharps w/Glove Dispenser¦Track, Cubicle, Surface Mounted, With Curtain¦Module, Wardrobe, Family Zone, Inpatient Bedroom¦Mobile, Workstation¦Cart, General Storage, Mobile, 42"H x 32"W x 22"D¦Chair, Drafting, Rotary¦Chair, Rocking, High Back¦Chair, Swivel, Low Back¦Chair, Sleeper¦Basket, Wastepaper, Step-On¦Clock, Battery, 12" Diameter¦Television, Plasma¦Flowmeter, Air, Connect w/50 PSI Supply¦Flowmeter, Oxygen, Low Flow¦Regulator, Vacuum¦Incubator, Infant, Mobile, Isolation¦Computer, Microprocessing, w/Flat Panel Monitor¦Monitor, Vital Signs¦Stand, IV, Adjustable¦Pump, Volumetric, Infusion, Multiple Line¦Lavatory, Vitreous China, Slab Type
ppmd_templates_NYIR1.rvt | NYIR1 - EQUIPMENT SCHEDULE | TRUE | Qty | Count | FALSE |  | 6TJmPE5nmia5pRtojuDJe7GgMf+5SxvcqKNidS1/OR0= | C:\Temp\vw\test data\ppmd_templates_NYIR1.rvt | 1¦1¦1¦1¦1¦1¦1¦1¦1¦1¦1¦1¦1¦1¦1¦3¦3¦3¦1¦1¦1¦1¦1¦1
ppmd_templates_NYIR1.rvt | NYIR1 - EQUIPMENT SCHEDULE | TRUE | LF | Comments | FALSE |  | 6TJmPE5nmia5pRtojuDJe7GgMf+5SxvcqKNidS1/OR0= | C:\Temp\vw\test data\ppmd_templates_NYIR1.rvt | 13'-0"
ppmd_templates_NYIR1.rvt | NYIR1 - EQUIPMENT SCHEDULE | TRUE | Logistics¦AR | CAT_Army | TRUE | fa0e0053-bcc4-42e8-881f-6a4690f994c9 | 6TJmPE5nmia5pRtojuDJe7GgMf+5SxvcqKNidS1/OR0= | C:\Temp\vw\test data\ppmd_templates_NYIR1.rvt | A¦C¦A¦C¦A¦F¦C¦C¦C¦C¦C¦C¦C¦C¦C¦C¦C¦C¦C¦C¦C¦C¦C¦A
ppmd_templates_NYIR1.rvt | NYIR1 - EQUIPMENT SCHEDULE | TRUE | Logistics¦NA | CAT_Navy | TRUE | 183e77a6-b75d-41a5-8f81-f6abfee236ec | 6TJmPE5nmia5pRtojuDJe7GgMf+5SxvcqKNidS1/OR0= | C:\Temp\vw\test data\ppmd_templates_NYIR1.rvt | A¦C¦A¦A¦A¦F¦C¦C¦C¦C¦C¦C¦C¦C¦C¦C¦C¦C¦C¦C¦C¦C¦C¦A
ppmd_templates_NYIR1.rvt | NYIR1 - EQUIPMENT SCHEDULE | TRUE | Logistics¦AF | CAT_AF | TRUE | 053816d3-2f83-4e72-9b30-0a25ff75573f | 6TJmPE5nmia5pRtojuDJe7GgMf+5SxvcqKNidS1/OR0= | C:\Temp\vw\test data\ppmd_templates_NYIR1.rvt | A¦C¦A¦C¦A¦F¦C¦C¦C¦C¦C¦C¦C¦C¦C¦C¦C¦C¦C¦C¦C¦C¦C¦A
ppmd_templates_NYIR1.rvt | NYIR1 - EQUIPMENT SCHEDULE | TRUE | Logistics¦VA | CAT_VA | TRUE | abab06e0-bc20-4958-a9a7-acf73c376614 | 6TJmPE5nmia5pRtojuDJe7GgMf+5SxvcqKNidS1/OR0= | C:\Temp\vw\test data\ppmd_templates_NYIR1.rvt | A¦C¦A¦C¦A¦F¦C¦C¦C¦C¦C¦C¦C¦C¦C¦C¦C¦C¦C¦C¦C¦C¦C¦A
ppmd_templates_NYIR1.rvt | NYIR1 - EQUIPMENT SCHEDULE | TRUE | Utilities¦1 | UTIL_1_WaterDrain | TRUE | 594b780e-c62e-473b-9f66-4d3db2fa1b7f | 6TJmPE5nmia5pRtojuDJe7GgMf+5SxvcqKNidS1/OR0= | C:\Temp\vw\test data\ppmd_templates_NYIR1.rvt | -¦-¦-¦-¦-¦-¦-¦-¦-¦-¦-¦-¦-¦-¦-¦-¦-¦-¦-¦-¦-¦-¦-¦D
ppmd_templates_NYIR1.rvt | NYIR1 - EQUIPMENT SCHEDULE | TRUE | Utilities¦2 | UTIL_2_Elec | TRUE | 28082216-138e-4a2f-9824-e96dbd7e3cd0 | 6TJmPE5nmia5pRtojuDJe7GgMf+5SxvcqKNidS1/OR0= | C:\Temp\vw\test data\ppmd_templates_NYIR1.rvt | -¦-¦-¦-¦-¦-¦-¦-¦-¦-¦-¦-¦-¦-¦A¦-¦-¦-¦A¦A¦A¦-¦A¦-
ppmd_templates_NYIR1.rvt | NYIR1 - EQUIPMENT SCHEDULE | TRUE | Utilities¦3 | UTIL_3_MedGas | TRUE | 22af1ef2-54f0-4b6e-b40a-7064dfb8769c | 6TJmPE5nmia5pRtojuDJe7GgMf+5SxvcqKNidS1/OR0= | C:\Temp\vw\test data\ppmd_templates_NYIR1.rvt | -¦-¦-¦-¦-¦-¦-¦-¦-¦-¦-¦-¦-¦-¦-¦K¦A¦B¦F¦-¦-¦-¦-¦-
ppmd_templates_NYIR1.rvt | NYIR1 - EQUIPMENT SCHEDULE | TRUE | Utilities¦4 | UTIL_4_MiscGas | TRUE | 745b8c3e-fd4a-4430-994a-d25826e1e484 | 6TJmPE5nmia5pRtojuDJe7GgMf+5SxvcqKNidS1/OR0= | C:\Temp\vw\test data\ppmd_templates_NYIR1.rvt | -¦-¦-¦-¦-¦-¦-¦-¦-¦-¦-¦-¦-¦-¦-¦-¦-¦-¦-¦-¦-¦-¦-¦-
ppmd_templates_NYIR1.rvt | NYIR1 - EQUIPMENT SCHEDULE | TRUE | Utilities¦5 | UTIL_5_NonMedGas | TRUE | 323edf97-d058-44ef-a0fb-1836c80554d8 | 6TJmPE5nmia5pRtojuDJe7GgMf+5SxvcqKNidS1/OR0= | C:\Temp\vw\test data\ppmd_templates_NYIR1.rvt | -¦-¦-¦-¦-¦-¦-¦-¦-¦-¦-¦-¦-¦-¦-¦-¦-¦-¦-¦-¦-¦-¦-¦-
ppmd_templates_NYIR1.rvt | NYIR1 - EQUIPMENT SCHEDULE | TRUE | Utilities¦6 | UTIL_6_Misc | TRUE | 38083e2d-8ba3-4868-9752-742b7a4a9586 | 6TJmPE5nmia5pRtojuDJe7GgMf+5SxvcqKNidS1/OR0= | C:\Temp\vw\test data\ppmd_templates_NYIR1.rvt | -¦-¦-¦-¦-¦-¦-¦-¦-¦-¦-¦-¦-¦-¦A¦-¦-¦-¦-¦-¦-¦-¦-¦-
ppmd_templates_NYIR1.rvt | NYIR1 - INTERIOR DESIGN | FALSE | Floor Finish¦Preferred | Floor Finish | FALSE |  | 6TJmPE5nmia5pRtojuDJe7GgMf+5SxvcqKNidS1/OR0= | C:\Temp\vw\test data\ppmd_templates_NYIR1.rvt | SV
ppmd_templates_NYIR1.rvt | NYIR1 - INTERIOR DESIGN | FALSE | Floor Finish¦Alternate | Floor Finish2 | TRUE | 4030719d-a272-441a-8bfa-d5eb510a1687 | 6TJmPE5nmia5pRtojuDJe7GgMf+5SxvcqKNidS1/OR0= | C:\Temp\vw\test data\ppmd_templates_NYIR1.rvt | VT
ppmd_templates_NYIR1.rvt | NYIR1 - INTERIOR DESIGN | FALSE | Wall Finish¦Preferred | Wall Finish | FALSE |  | 6TJmPE5nmia5pRtojuDJe7GgMf+5SxvcqKNidS1/OR0= | C:\Temp\vw\test data\ppmd_templates_NYIR1.rvt | GLG
ppmd_templates_NYIR1.rvt | NYIR1 - INTERIOR DESIGN | FALSE | Wall Finish¦Alternate | Wall Finish2 | TRUE | 5a49d499-57b3-4e1f-afc0-4c041c862be1 | 6TJmPE5nmia5pRtojuDJe7GgMf+5SxvcqKNidS1/OR0= | C:\Temp\vw\test data\ppmd_templates_NYIR1.rvt | -
ppmd_templates_NYIR1.rvt | NYIR1 - INTERIOR DESIGN | FALSE | Ceiling Finish¦Preferred | Ceiling Finish | FALSE |  | 6TJmPE5nmia5pRtojuDJe7GgMf+5SxvcqKNidS1/OR0= | C:\Temp\vw\test data\ppmd_templates_NYIR1.rvt | AT2
ppmd_templates_NYIR1.rvt | NYIR1 - INTERIOR DESIGN | FALSE | Ceiling Finish¦Alternate | Ceiling Finish2 | TRUE | acb31fd1-378b-4329-97b0-400ae39b5bc4 | 6TJmPE5nmia5pRtojuDJe7GgMf+5SxvcqKNidS1/OR0= | C:\Temp\vw\test data\ppmd_templates_NYIR1.rvt | -
ppmd_templates_NYIR1.rvt | NYIR1 - INTERIOR DESIGN | FALSE | Room Height¦ft - in | Ceiling_Hgt_IP | TRUE | 9f14ca4f-2465-4385-a17c-7aa549f64c09 | 6TJmPE5nmia5pRtojuDJe7GgMf+5SxvcqKNidS1/OR0= | C:\Temp\vw\test data\ppmd_templates_NYIR1.rvt | 9' - 0"
ppmd_templates_NYIR1.rvt | NYIR1 - INTERIOR DESIGN | FALSE | Room Noise¦Min NC | Noise_NC_MIN | TRUE | 8c49df6c-7d6b-49fd-9459-f57d0921d704 | 6TJmPE5nmia5pRtojuDJe7GgMf+5SxvcqKNidS1/OR0= | C:\Temp\vw\test data\ppmd_templates_NYIR1.rvt | 25
ppmd_templates_NYIR1.rvt | NYIR1 - INTERIOR DESIGN | FALSE | Room Noise¦Max NC | Noise_NC_MAX | TRUE | 629b571a-1c14-443c-b8e8-1130b5edb513 | 6TJmPE5nmia5pRtojuDJe7GgMf+5SxvcqKNidS1/OR0= | C:\Temp\vw\test data\ppmd_templates_NYIR1.rvt | 30
ppmd_templates_NYIR1.rvt | NYIR1 - INTERIOR DESIGN | FALSE | Room Noise¦SC | Noise_SC | TRUE | 44bf9cd1-070a-432c-87d9-26a3211cfe07 | 6TJmPE5nmia5pRtojuDJe7GgMf+5SxvcqKNidS1/OR0= | C:\Temp\vw\test data\ppmd_templates_NYIR1.rvt | 45
ppmd_templates_NYIR1.rvt | NYIR1/NYAR1 - DATA/TELEPHONE EQUIPMENT | FALSE | JSN | JSN | TRUE | 8632cd76-2ab9-457d-8db7-39197de446a2 | 6TJmPE5nmia5pRtojuDJe7GgMf+5SxvcqKNidS1/OR0= | C:\Temp\vw\test data\ppmd_templates_NYIR1.rvt
ppmd_templates_NYIR1.rvt | NYIR1/NYAR1 - DATA/TELEPHONE EQUIPMENT | FALSE | Nomenclature | Nomenclature | TRUE | f004b755-1952-4a21-a1c1-98f41ef6a86c | 6TJmPE5nmia5pRtojuDJe7GgMf+5SxvcqKNidS1/OR0= | C:\Temp\vw\test data\ppmd_templates_NYIR1.rvt
ppmd_templates_NYIR1.rvt | NYIR1/NYAR1 - DATA/TELEPHONE EQUIPMENT | FALSE | Qty | Count | FALSE |  | 6TJmPE5nmia5pRtojuDJe7GgMf+5SxvcqKNidS1/OR0= | C:\Temp\vw\test data\ppmd_templates_NYIR1.rvt
ppmd_templates_NYIR1.rvt | NYIR1/NYAR1 - DATA/TELEPHONE EQUIPMENT | FALSE | Logistics¦AR | CAT_Army | TRUE | fa0e0053-bcc4-42e8-881f-6a4690f994c9 | 6TJmPE5nmia5pRtojuDJe7GgMf+5SxvcqKNidS1/OR0= | C:\Temp\vw\test data\ppmd_templates_NYIR1.rvt
ppmd_templates_NYIR1.rvt | NYIR1/NYAR1 - DATA/TELEPHONE EQUIPMENT | FALSE | Logistics¦NA | CAT_Navy | TRUE | 183e77a6-b75d-41a5-8f81-f6abfee236ec | 6TJmPE5nmia5pRtojuDJe7GgMf+5SxvcqKNidS1/OR0= | C:\Temp\vw\test data\ppmd_templates_NYIR1.rvt
ppmd_templates_NYIR1.rvt | NYIR1/NYAR1 - DATA/TELEPHONE EQUIPMENT | FALSE | Logistics¦AF | CAT_AF | TRUE | 053816d3-2f83-4e72-9b30-0a25ff75573f | 6TJmPE5nmia5pRtojuDJe7GgMf+5SxvcqKNidS1/OR0= | C:\Temp\vw\test data\ppmd_templates_NYIR1.rvt
ppmd_templates_NYIR1.rvt | NYIR1/NYAR1 - DATA/TELEPHONE EQUIPMENT | FALSE | Logistics¦VA | CAT_VA | TRUE | abab06e0-bc20-4958-a9a7-acf73c376614 | 6TJmPE5nmia5pRtojuDJe7GgMf+5SxvcqKNidS1/OR0= | C:\Temp\vw\test data\ppmd_templates_NYIR1.rvt
ppmd_templates_NYIR1.rvt | NYIR1/NYAR1 - DOOR SCHEDULE | FALSE | Mark | Construction Type | FALSE |  | 6TJmPE5nmia5pRtojuDJe7GgMf+5SxvcqKNidS1/OR0= | C:\Temp\vw\test data\ppmd_templates_NYIR1.rvt
ppmd_templates_NYIR1.rvt | NYIR1/NYAR1 - DOOR SCHEDULE | FALSE | Type | Family | FALSE |  | 6TJmPE5nmia5pRtojuDJe7GgMf+5SxvcqKNidS1/OR0= | C:\Temp\vw\test data\ppmd_templates_NYIR1.rvt | Sliding-Breakaway-2 panel
ppmd_templates_NYIR1.rvt | NYIR1/NYAR1 - DOOR SCHEDULE | FALSE | Count | Count | FALSE |  | 6TJmPE5nmia5pRtojuDJe7GgMf+5SxvcqKNidS1/OR0= | C:\Temp\vw\test data\ppmd_templates_NYIR1.rvt | 2
ppmd_templates_NYIR1.rvt | NYIR1/NYAR1 - DOOR SCHEDULE | FALSE | Height¦ft - in | Height | FALSE |  | 6TJmPE5nmia5pRtojuDJe7GgMf+5SxvcqKNidS1/OR0= | C:\Temp\vw\test data\ppmd_templates_NYIR1.rvt | 7' - 0"
ppmd_templates_NYIR1.rvt | NYIR1/NYAR1 - DOOR SCHEDULE | FALSE | Width¦ft - in | Width | FALSE |  | 6TJmPE5nmia5pRtojuDJe7GgMf+5SxvcqKNidS1/OR0= | C:\Temp\vw\test data\ppmd_templates_NYIR1.rvt | 6' - 0"
ppmd_templates_NYIR1.rvt | NYIR1/NYAR1 - DOOR SCHEDULE | FALSE | Notes | Type Comments | FALSE |  | 6TJmPE5nmia5pRtojuDJe7GgMf+5SxvcqKNidS1/OR0= | C:\Temp\vw\test data\ppmd_templates_NYIR1.rvt
ppmd_templates_NYIR1.rvt | NYIR1/NYAR1 - ELECTRICAL DESIGN | FALSE | Lighting¦LUX1 | Light_Level_LUX | TRUE | fc853981-f613-4f05-81bd-e48fb947424b | 6TJmPE5nmia5pRtojuDJe7GgMf+5SxvcqKNidS1/OR0= | C:\Temp\vw\test data\ppmd_templates_NYIR1.rvt | 700¦300
ppmd_templates_NYIR1.rvt | NYIR1/NYAR1 - ELECTRICAL DESIGN | FALSE | Lighting¦Footcandles1 | Light_Level_FC | FALSE |  | 6TJmPE5nmia5pRtojuDJe7GgMf+5SxvcqKNidS1/OR0= | C:\Temp\vw\test data\ppmd_templates_NYIR1.rvt | 65¦28
ppmd_templates_NYIR1.rvt | NYIR1/NYAR1 - ELECTRICAL DESIGN | FALSE | Lighting¦LUX2 | Light_Level_LUX2 | TRUE | 172f1cff-58cc-41cd-b888-0e7a81d2bf40 | 6TJmPE5nmia5pRtojuDJe7GgMf+5SxvcqKNidS1/OR0= | C:\Temp\vw\test data\ppmd_templates_NYIR1.rvt
ppmd_templates_NYIR1.rvt | NYIR1/NYAR1 - ELECTRICAL DESIGN | FALSE | Lighting¦Footcandles2 | Light_Level_FC2 | FALSE |  | 6TJmPE5nmia5pRtojuDJe7GgMf+5SxvcqKNidS1/OR0= | C:\Temp\vw\test data\ppmd_templates_NYIR1.rvt
ppmd_templates_NYIR1.rvt | NYIR1/NYAR1 - ELECTRICAL DESIGN | FALSE | Lighting¦Notes | Light_Notes | TRUE | a36245ac-ea57-45c2-bac5-bed4d04a4f78 | 6TJmPE5nmia5pRtojuDJe7GgMf+5SxvcqKNidS1/OR0= | C:\Temp\vw\test data\ppmd_templates_NYIR1.rvt | A
ppmd_templates_NYIR1.rvt | NYIR1/NYAR1 - ELECTRICAL DESIGN | FALSE | Lighting¦Notes2 | Light_Notes2 | TRUE | 6d0b4891-ce4c-45f8-9560-387866098a10 | 6TJmPE5nmia5pRtojuDJe7GgMf+5SxvcqKNidS1/OR0= | C:\Temp\vw\test data\ppmd_templates_NYIR1.rvt | C
ppmd_templates_NYIR1.rvt | NYIR1/NYAR1 - ELECTRICAL DESIGN | FALSE | Essential Power¦% Power | ES_Power% | TRUE | 7cbfe71a-865f-4cf4-b400-c67e3939439b | 6TJmPE5nmia5pRtojuDJe7GgMf+5SxvcqKNidS1/OR0= | C:\Temp\vw\test data\ppmd_templates_NYIR1.rvt | R
ppmd_templates_NYIR1.rvt | NYIR1/NYAR1 - ELECTRICAL DESIGN | FALSE | Essential Power¦% Light | ES_Light% | TRUE | af00a8bb-40cb-434a-a7e5-b4140f3c844f | 6TJmPE5nmia5pRtojuDJe7GgMf+5SxvcqKNidS1/OR0= | C:\Temp\vw\test data\ppmd_templates_NYIR1.rvt | L
ppmd_templates_NYIR1.rvt | NYIR1/NYAR1 - ELECTRICAL DESIGN | FALSE | Essential Power¦Notes | ES_Notes | TRUE | 0c3ae867-1060-40b5-bb68-261d16a167a0 | 6TJmPE5nmia5pRtojuDJe7GgMf+5SxvcqKNidS1/OR0= | C:\Temp\vw\test data\ppmd_templates_NYIR1.rvt | -
ppmd_templates_NYIR1.rvt | NYIR1/NYAR1 - MECHANICAL DESIGN | FALSE | Air Balance | Air_Balance | TRUE | 587b3cf9-4450-4d95-b8ef-0e93665dbd91 | 6TJmPE5nmia5pRtojuDJe7GgMf+5SxvcqKNidS1/OR0= | C:\Temp\vw\test data\ppmd_templates_NYIR1.rvt
ppmd_templates_NYIR1.rvt | NYIR1/NYAR1 - MECHANICAL DESIGN | FALSE | Air Changes Total | Air_Changes_Total | TRUE | 3988d7f3-0f28-4410-866c-5bc65e1d842a | 6TJmPE5nmia5pRtojuDJe7GgMf+5SxvcqKNidS1/OR0= | C:\Temp\vw\test data\ppmd_templates_NYIR1.rvt
ppmd_templates_NYIR1.rvt | NYIR1/NYAR1 - MECHANICAL DESIGN | FALSE | Air Changes OA | Air_Changes_OA | TRUE | b7af949f-3b64-4f85-9391-d9f17dcaad1e | 6TJmPE5nmia5pRtojuDJe7GgMf+5SxvcqKNidS1/OR0= | C:\Temp\vw\test data\ppmd_templates_NYIR1.rvt
ppmd_templates_NYIR1.rvt | NYIR1/NYAR1 - MECHANICAL DESIGN | FALSE | 100% Exhaust Air | Exhaust_Air_100% | TRUE | 62b97784-583b-47d5-90a3-a90bbb961b6e | 6TJmPE5nmia5pRtojuDJe7GgMf+5SxvcqKNidS1/OR0= | C:\Temp\vw\test data\ppmd_templates_NYIR1.rvt
ppmd_templates_NYIR1.rvt | NYIR1/NYAR1 - MECHANICAL DESIGN | FALSE | Summer Temp¦F | Temp_Summer_F | TRUE | 1cbf6964-bd0f-4852-b367-ef4828e2e2cc | 6TJmPE5nmia5pRtojuDJe7GgMf+5SxvcqKNidS1/OR0= | C:\Temp\vw\test data\ppmd_templates_NYIR1.rvt
ppmd_templates_NYIR1.rvt | NYIR1/NYAR1 - MECHANICAL DESIGN | FALSE | Summer Temp¦C | Temp_Summer_C | FALSE |  | 6TJmPE5nmia5pRtojuDJe7GgMf+5SxvcqKNidS1/OR0= | C:\Temp\vw\test data\ppmd_templates_NYIR1.rvt
ppmd_templates_NYIR1.rvt | NYIR1/NYAR1 - MECHANICAL DESIGN | FALSE | Summer Temp¦Note | Temp_Summer_Note | TRUE | 6248fa3c-bb43-4e1c-91bb-60e102e573b7 | 6TJmPE5nmia5pRtojuDJe7GgMf+5SxvcqKNidS1/OR0= | C:\Temp\vw\test data\ppmd_templates_NYIR1.rvt
ppmd_templates_NYIR1.rvt | NYIR1/NYAR1 - MECHANICAL DESIGN | FALSE | Winter Temp¦F | Temp_Winter_F | TRUE | b4f9888f-41ad-47ef-a6af-145b3de732c9 | 6TJmPE5nmia5pRtojuDJe7GgMf+5SxvcqKNidS1/OR0= | C:\Temp\vw\test data\ppmd_templates_NYIR1.rvt
ppmd_templates_NYIR1.rvt | NYIR1/NYAR1 - MECHANICAL DESIGN | FALSE | Winter Temp¦C | Temp_Winter_C | FALSE |  | 6TJmPE5nmia5pRtojuDJe7GgMf+5SxvcqKNidS1/OR0= | C:\Temp\vw\test data\ppmd_templates_NYIR1.rvt
ppmd_templates_NYIR1.rvt | NYIR1/NYAR1 - MECHANICAL DESIGN | FALSE | Winter Temp¦Note | Temp_Winter_Note | TRUE | aacd83fc-f530-464e-b089-01667d3c52cd | 6TJmPE5nmia5pRtojuDJe7GgMf+5SxvcqKNidS1/OR0= | C:\Temp\vw\test data\ppmd_templates_NYIR1.rvt
ppmd_templates_NYIR1.rvt | NYIR1/NYAR1 - MECHANICAL DESIGN | FALSE | Max Relative Humidity | Relative_Humidity | TRUE | 36ead6c1-4384-4a65-8654-06a60aef94cb | 6TJmPE5nmia5pRtojuDJe7GgMf+5SxvcqKNidS1/OR0= | C:\Temp\vw\test data\ppmd_templates_NYIR1.rvt
ppmd_templates_NYIR1.rvt | NYIR1/NYAR1 - MECHANICAL DESIGN | FALSE | Filtration¦Interm % | Filtration_Inter_% | TRUE | 4f03ad65-f905-419e-a0cf-8f58fe921fbc | 6TJmPE5nmia5pRtojuDJe7GgMf+5SxvcqKNidS1/OR0= | C:\Temp\vw\test data\ppmd_templates_NYIR1.rvt
ppmd_templates_NYIR1.rvt | NYIR1/NYAR1 - MECHANICAL DESIGN | FALSE | Filtration¦Final % | Filtration_Final_% | TRUE | cc736e5f-46f5-476a-8d0a-ceb32d8d4e5a | 6TJmPE5nmia5pRtojuDJe7GgMf+5SxvcqKNidS1/OR0= | C:\Temp\vw\test data\ppmd_templates_NYIR1.rvt
ppmd_templates_NYIR1.rvt | NYIR1/NYAR1 - MECHANICAL DESIGN | FALSE | Notes | Mech_Notes | TRUE | a32df790-0ab9-4c4a-b19c-511c2eef6d56 | 6TJmPE5nmia5pRtojuDJe7GgMf+5SxvcqKNidS1/OR0= | C:\Temp\vw\test data\ppmd_templates_NYIR1.rvt
ppmd_templates_NYIR1.rvt | NYIR1/NYAR1 - MEDICAL GAS DESIGN | FALSE | MCA | MedGas_MCA | TRUE | 3b23ea7f-b9f1-4749-8a2b-eb6a4fab4cdc | 6TJmPE5nmia5pRtojuDJe7GgMf+5SxvcqKNidS1/OR0= | C:\Temp\vw\test data\ppmd_templates_NYIR1.rvt
ppmd_templates_NYIR1.rvt | NYIR1/NYAR1 - MEDICAL GAS DESIGN | FALSE | DCA | MedGas_DCA | TRUE | 20dc9c73-7465-4e8a-8300-4a8b5a46a91c | 6TJmPE5nmia5pRtojuDJe7GgMf+5SxvcqKNidS1/OR0= | C:\Temp\vw\test data\ppmd_templates_NYIR1.rvt
ppmd_templates_NYIR1.rvt | NYIR1/NYAR1 - MEDICAL GAS DESIGN | FALSE | LA | MedGas_LA | TRUE | 99801083-d820-4c5f-ad07-ab168e1bbda0 | 6TJmPE5nmia5pRtojuDJe7GgMf+5SxvcqKNidS1/OR0= | C:\Temp\vw\test data\ppmd_templates_NYIR1.rvt
ppmd_templates_NYIR1.rvt | NYIR1/NYAR1 - MEDICAL GAS DESIGN | FALSE | PA | MedGas_PA | TRUE | 55793ba6-1647-428e-86f6-5ce4153c7f2e | 6TJmPE5nmia5pRtojuDJe7GgMf+5SxvcqKNidS1/OR0= | C:\Temp\vw\test data\ppmd_templates_NYIR1.rvt
ppmd_templates_NYIR1.rvt | NYIR1/NYAR1 - MEDICAL GAS DESIGN | FALSE | MV | MedGas_MV | TRUE | 0a0bec6d-9172-4a2c-9fb3-7616a08f677a | 6TJmPE5nmia5pRtojuDJe7GgMf+5SxvcqKNidS1/OR0= | C:\Temp\vw\test data\ppmd_templates_NYIR1.rvt
ppmd_templates_NYIR1.rvt | NYIR1/NYAR1 - MEDICAL GAS DESIGN | FALSE | DHV | MedGas_DHV | TRUE | 79779898-9917-494b-a027-0013b44e14f1 | 6TJmPE5nmia5pRtojuDJe7GgMf+5SxvcqKNidS1/OR0= | C:\Temp\vw\test data\ppmd_templates_NYIR1.rvt
ppmd_templates_NYIR1.rvt | NYIR1/NYAR1 - MEDICAL GAS DESIGN | FALSE | DLV | MedGas_DLV | TRUE | bcdcef93-2e56-440a-a8f7-e9973eadba59 | 6TJmPE5nmia5pRtojuDJe7GgMf+5SxvcqKNidS1/OR0= | C:\Temp\vw\test data\ppmd_templates_NYIR1.rvt
ppmd_templates_NYIR1.rvt | NYIR1/NYAR1 - MEDICAL GAS DESIGN | FALSE | LDE | MedGas_LDE | TRUE | cc6496eb-fa04-4455-81d4-1dfb1e6aaa52 | 6TJmPE5nmia5pRtojuDJe7GgMf+5SxvcqKNidS1/OR0= | C:\Temp\vw\test data\ppmd_templates_NYIR1.rvt
ppmd_templates_NYIR1.rvt | NYIR1/NYAR1 - MEDICAL GAS DESIGN | FALSE | OX | MedGas_OX | TRUE | 59f6c2e0-639e-4476-adf0-a5c19b1199db | 6TJmPE5nmia5pRtojuDJe7GgMf+5SxvcqKNidS1/OR0= | C:\Temp\vw\test data\ppmd_templates_NYIR1.rvt
ppmd_templates_NYIR1.rvt | NYIR1/NYAR1 - MEDICAL GAS DESIGN | FALSE | NO | MedGas_NO | TRUE | 1f31b342-99ad-494b-90ce-f27b8fc04b75 | 6TJmPE5nmia5pRtojuDJe7GgMf+5SxvcqKNidS1/OR0= | C:\Temp\vw\test data\ppmd_templates_NYIR1.rvt
ppmd_templates_NYIR1.rvt | NYIR1/NYAR1 - MEDICAL GAS DESIGN | FALSE | NI | MedGas_NI | TRUE | ea24567d-1f4e-45f9-907f-a79ef8b323b1 | 6TJmPE5nmia5pRtojuDJe7GgMf+5SxvcqKNidS1/OR0= | C:\Temp\vw\test data\ppmd_templates_NYIR1.rvt
ppmd_templates_NYIR1.rvt | NYIR1/NYAR1 - MEDICAL GAS DESIGN | FALSE | WAGD | MedGas_WAGD | TRUE | 1aa3572e-5073-44b4-acb3-ff8739230b69 | 6TJmPE5nmia5pRtojuDJe7GgMf+5SxvcqKNidS1/OR0= | C:\Temp\vw\test data\ppmd_templates_NYIR1.rvt
ppmd_templates_NYIR1.rvt | NYIR1/NYAR1 - MEDICAL GAS DESIGN | FALSE | Notes1 | MedGas_Notes | TRUE | 69d1283f-21ef-46f3-9ebb-e36d00ef4da3 | 6TJmPE5nmia5pRtojuDJe7GgMf+5SxvcqKNidS1/OR0= | C:\Temp\vw\test data\ppmd_templates_NYIR1.rvt
ppmd_templates_NYIR1.rvt | NYIR1/NYAR1 - MEDICAL GAS DESIGN | FALSE | Notes2 | MedGas_Notes2 | TRUE | 867f4341-094b-4cc7-b128-8c28392e09cd | 6TJmPE5nmia5pRtojuDJe7GgMf+5SxvcqKNidS1/OR0= | C:\Temp\vw\test data\ppmd_templates_NYIR1.rvt
ppmd_templates_NYIR1.rvt | NYIR1/NYAR1 - STRUCTURAL DESIGN | FALSE | Structural Load¦psf | Str_FloorLoad_psf | TRUE | 654b90c9-d71e-4bcd-9f27-a1532becca95 | 6TJmPE5nmia5pRtojuDJe7GgMf+5SxvcqKNidS1/OR0= | C:\Temp\vw\test data\ppmd_templates_NYIR1.rvt
ppmd_templates_NYIR1.rvt | NYIR1/NYAR1 - STRUCTURAL DESIGN | FALSE | Structural Load¦kPA | Str_FloorLoad_kPA | FALSE |  | 6TJmPE5nmia5pRtojuDJe7GgMf+5SxvcqKNidS1/OR0= | C:\Temp\vw\test data\ppmd_templates_NYIR1.rvt
ppmd_templates_NYIR1.rvt | NYIR1/NYAR1 - STRUCTURAL DESIGN | FALSE | Notes | Str_Notes | TRUE | 509b36e6-cf53-4158-b357-61e3cedd6faa | 6TJmPE5nmia5pRtojuDJe7GgMf+5SxvcqKNidS1/OR0= | C:\Temp\vw\test data\ppmd_templates_NYIR1.rvt
ppmd_templates_NYNN1.rvt | NYNN1 - DATA/TELEPHONE EQUIPMENT | FALSE | JSN | JSN | TRUE | 8632cd76-2ab9-457d-8db7-39197de446a2 | XrWjrtSSusSU3z81hPTTcRU6mL/VQFKysfFyM0dFgBo= | C:\Temp\vw\test data\ppmd_templates_NYNN1.rvt
ppmd_templates_NYNN1.rvt | NYNN1 - DATA/TELEPHONE EQUIPMENT | FALSE | Nomenclature | Nomenclature | TRUE | f004b755-1952-4a21-a1c1-98f41ef6a86c | XrWjrtSSusSU3z81hPTTcRU6mL/VQFKysfFyM0dFgBo= | C:\Temp\vw\test data\ppmd_templates_NYNN1.rvt
ppmd_templates_NYNN1.rvt | NYNN1 - DATA/TELEPHONE EQUIPMENT | FALSE | Qty | Count | FALSE |  | XrWjrtSSusSU3z81hPTTcRU6mL/VQFKysfFyM0dFgBo= | C:\Temp\vw\test data\ppmd_templates_NYNN1.rvt
ppmd_templates_NYNN1.rvt | NYNN1 - DATA/TELEPHONE EQUIPMENT | FALSE | Logistics¦AR | CAT_Army | TRUE | fa0e0053-bcc4-42e8-881f-6a4690f994c9 | XrWjrtSSusSU3z81hPTTcRU6mL/VQFKysfFyM0dFgBo= | C:\Temp\vw\test data\ppmd_templates_NYNN1.rvt
ppmd_templates_NYNN1.rvt | NYNN1 - DATA/TELEPHONE EQUIPMENT | FALSE | Logistics¦NA | CAT_Navy | TRUE | 183e77a6-b75d-41a5-8f81-f6abfee236ec | XrWjrtSSusSU3z81hPTTcRU6mL/VQFKysfFyM0dFgBo= | C:\Temp\vw\test data\ppmd_templates_NYNN1.rvt
ppmd_templates_NYNN1.rvt | NYNN1 - DATA/TELEPHONE EQUIPMENT | FALSE | Logistics¦AF | CAT_AF | TRUE | 053816d3-2f83-4e72-9b30-0a25ff75573f | XrWjrtSSusSU3z81hPTTcRU6mL/VQFKysfFyM0dFgBo= | C:\Temp\vw\test data\ppmd_templates_NYNN1.rvt
ppmd_templates_NYNN1.rvt | NYNN1 - DATA/TELEPHONE EQUIPMENT | FALSE | Logistics¦VA | CAT_VA | TRUE | abab06e0-bc20-4958-a9a7-acf73c376614 | XrWjrtSSusSU3z81hPTTcRU6mL/VQFKysfFyM0dFgBo= | C:\Temp\vw\test data\ppmd_templates_NYNN1.rvt
ppmd_templates_NYNN1.rvt | NYNN1 - DOOR SCHEDULE | FALSE | Mark | Construction Type | FALSE |  | XrWjrtSSusSU3z81hPTTcRU6mL/VQFKysfFyM0dFgBo= | C:\Temp\vw\test data\ppmd_templates_NYNN1.rvt | C
ppmd_templates_NYNN1.rvt | NYNN1 - DOOR SCHEDULE | FALSE | Type | Family | FALSE |  | XrWjrtSSusSU3z81hPTTcRU6mL/VQFKysfFyM0dFgBo= | C:\Temp\vw\test data\ppmd_templates_NYNN1.rvt | Single-Flush
ppmd_templates_NYNN1.rvt | NYNN1 - DOOR SCHEDULE | FALSE | Count | Count | FALSE |  | XrWjrtSSusSU3z81hPTTcRU6mL/VQFKysfFyM0dFgBo= | C:\Temp\vw\test data\ppmd_templates_NYNN1.rvt | 1
ppmd_templates_NYNN1.rvt | NYNN1 - DOOR SCHEDULE | FALSE | Height¦ft - in | Height | FALSE |  | XrWjrtSSusSU3z81hPTTcRU6mL/VQFKysfFyM0dFgBo= | C:\Temp\vw\test data\ppmd_templates_NYNN1.rvt | 7' - 0"
ppmd_templates_NYNN1.rvt | NYNN1 - DOOR SCHEDULE | FALSE | Width¦ft - in | Width | FALSE |  | XrWjrtSSusSU3z81hPTTcRU6mL/VQFKysfFyM0dFgBo= | C:\Temp\vw\test data\ppmd_templates_NYNN1.rvt | 4' - 0"
ppmd_templates_NYNN1.rvt | NYNN1 - DOOR SCHEDULE | FALSE | Hardware | Door_Hardware | TRUE | aada339e-27db-43a6-a49e-55c88563e0c3 | XrWjrtSSusSU3z81hPTTcRU6mL/VQFKysfFyM0dFgBo= | C:\Temp\vw\test data\ppmd_templates_NYNN1.rvt
ppmd_templates_NYNN1.rvt | NYNN1 - DOOR SCHEDULE | FALSE | Notes | Type Comments | FALSE |  | XrWjrtSSusSU3z81hPTTcRU6mL/VQFKysfFyM0dFgBo= | C:\Temp\vw\test data\ppmd_templates_NYNN1.rvt
ppmd_templates_NYNN1.rvt | NYNN1 - ELECTRICAL DESIGN | FALSE | Lighting¦LUX1 | Light_Level_LUX | TRUE | fc853981-f613-4f05-81bd-e48fb947424b | XrWjrtSSusSU3z81hPTTcRU6mL/VQFKysfFyM0dFgBo= | C:\Temp\vw\test data\ppmd_templates_NYNN1.rvt | 700
ppmd_templates_NYNN1.rvt | NYNN1 - ELECTRICAL DESIGN | FALSE | Lighting¦Footcandles1 | Light_Level_FC | FALSE |  | XrWjrtSSusSU3z81hPTTcRU6mL/VQFKysfFyM0dFgBo= | C:\Temp\vw\test data\ppmd_templates_NYNN1.rvt | 65
ppmd_templates_NYNN1.rvt | NYNN1 - ELECTRICAL DESIGN | FALSE | Lighting¦LUX2 | Light_Level_LUX2 | TRUE | 172f1cff-58cc-41cd-b888-0e7a81d2bf40 | XrWjrtSSusSU3z81hPTTcRU6mL/VQFKysfFyM0dFgBo= | C:\Temp\vw\test data\ppmd_templates_NYNN1.rvt
ppmd_templates_NYNN1.rvt | NYNN1 - ELECTRICAL DESIGN | FALSE | Lighting¦Footcandles2 | Light_Level_FC2 | FALSE |  | XrWjrtSSusSU3z81hPTTcRU6mL/VQFKysfFyM0dFgBo= | C:\Temp\vw\test data\ppmd_templates_NYNN1.rvt
ppmd_templates_NYNN1.rvt | NYNN1 - ELECTRICAL DESIGN | FALSE | Lighting¦Notes | Light_Notes | TRUE | a36245ac-ea57-45c2-bac5-bed4d04a4f78 | XrWjrtSSusSU3z81hPTTcRU6mL/VQFKysfFyM0dFgBo= | C:\Temp\vw\test data\ppmd_templates_NYNN1.rvt | A
ppmd_templates_NYNN1.rvt | NYNN1 - ELECTRICAL DESIGN | FALSE | Lighting¦Notes2 | Light_Notes2 | TRUE | 6d0b4891-ce4c-45f8-9560-387866098a10 | XrWjrtSSusSU3z81hPTTcRU6mL/VQFKysfFyM0dFgBo= | C:\Temp\vw\test data\ppmd_templates_NYNN1.rvt | C
ppmd_templates_NYNN1.rvt | NYNN1 - ELECTRICAL DESIGN | FALSE | Essential Power¦% Power | ES_Power% | TRUE | 7cbfe71a-865f-4cf4-b400-c67e3939439b | XrWjrtSSusSU3z81hPTTcRU6mL/VQFKysfFyM0dFgBo= | C:\Temp\vw\test data\ppmd_templates_NYNN1.rvt | R
ppmd_templates_NYNN1.rvt | NYNN1 - ELECTRICAL DESIGN | FALSE | Essential Power¦% Light | ES_Light% | TRUE | af00a8bb-40cb-434a-a7e5-b4140f3c844f | XrWjrtSSusSU3z81hPTTcRU6mL/VQFKysfFyM0dFgBo= | C:\Temp\vw\test data\ppmd_templates_NYNN1.rvt | L
ppmd_templates_NYNN1.rvt | NYNN1 - ELECTRICAL DESIGN | FALSE | Essential Power¦Notes | ES_Notes | TRUE | 0c3ae867-1060-40b5-bb68-261d16a167a0 | XrWjrtSSusSU3z81hPTTcRU6mL/VQFKysfFyM0dFgBo= | C:\Temp\vw\test data\ppmd_templates_NYNN1.rvt | -
ppmd_templates_NYNN1.rvt | NYNN1 - EQUIPMENT SCHEDULE | TRUE | JSN | JSN | TRUE | 8632cd76-2ab9-457d-8db7-39197de446a2 | XrWjrtSSusSU3z81hPTTcRU6mL/VQFKysfFyM0dFgBo= | C:\Temp\vw\test data\ppmd_templates_NYNN1.rvt | A5075¦A5080¦A5106¦E0222¦E0963¦F0270¦F0280¦F2010¦F3200¦M0031¦M0750¦M0755¦M0765¦M0820¦M1801¦M3005¦M3070¦M4200¦M4255¦M7855¦M8215¦P3100
ppmd_templates_NYNN1.rvt | NYNN1 - EQUIPMENT SCHEDULE | TRUE | Nomenclature | Nomenclature | TRUE | f004b755-1952-4a21-a1c1-98f41ef6a86c | XrWjrtSSusSU3z81hPTTcRU6mL/VQFKysfFyM0dFgBo= | C:\Temp\vw\test data\ppmd_templates_NYNN1.rvt | Dispenser, Soap, Disposable¦Dispenser, Paper Towel, SS, Surface Mounted¦Waste Disposal Unit, Sharps w/Glove Dispenser¦Worksurface, Computer, O/H Cab, Wall Mtd, 48" W¦Cart, General Storage, Mobile¦Chair, Rocking, High Back¦Chair, Swivel, Low Back¦Basket, Wastepaper, Step-On¦Clock, Battery, 12" Diameter¦Screening Device, Newborn Hearing¦Flowmeter, Air, Connect w/50 PSI Supply¦Flowmeter, Oxygen, Low Flow¦Regulator, Vacuum¦Warmer, Infant, Mobile¦Computer, Microprocessing, w/Flat Panel Monitor¦Bassinet, w/Cart¦Hamper, Linen, Mobile, w/Lid¦Otoscope/Ophthalmoscope, Wall Mounted¦Stand, IV, Adjustable¦Monitor, Physiological, Infant¦Light, Phototherapy, Mobile¦Lavatory, Vitreous China, Slab Type
ppmd_templates_NYNN1.rvt | NYNN1 - EQUIPMENT SCHEDULE | TRUE | Qty | Count | FALSE |  | XrWjrtSSusSU3z81hPTTcRU6mL/VQFKysfFyM0dFgBo= | C:\Temp\vw\test data\ppmd_templates_NYNN1.rvt | 1¦1¦1¦1¦1¦1¦1¦2¦1¦1¦2¦2¦2¦1¦1¦2¦1¦1¦1¦1¦1¦1
ppmd_templates_NYNN1.rvt | NYNN1 - EQUIPMENT SCHEDULE | TRUE | LF | CustomLength | TRUE | f338df87-67c7-40c3-b0e8-6ebb5a3fe5b8 | XrWjrtSSusSU3z81hPTTcRU6mL/VQFKysfFyM0dFgBo= | C:\Temp\vw\test data\ppmd_templates_NYNN1.rvt
ppmd_templates_NYNN1.rvt | NYNN1 - EQUIPMENT SCHEDULE | TRUE | Logistics¦AR | CAT_Army | TRUE | fa0e0053-bcc4-42e8-881f-6a4690f994c9 | XrWjrtSSusSU3z81hPTTcRU6mL/VQFKysfFyM0dFgBo= | C:\Temp\vw\test data\ppmd_templates_NYNN1.rvt | C¦A¦C¦C¦C¦C¦C¦C¦C¦C¦C¦C¦C¦C¦C¦C¦C¦C¦C¦C¦C¦A
ppmd_templates_NYNN1.rvt | NYNN1 - EQUIPMENT SCHEDULE | TRUE | Logistics¦NA | CAT_Navy | TRUE | 183e77a6-b75d-41a5-8f81-f6abfee236ec | XrWjrtSSusSU3z81hPTTcRU6mL/VQFKysfFyM0dFgBo= | C:\Temp\vw\test data\ppmd_templates_NYNN1.rvt | C¦A¦A¦C¦C¦C¦C¦C¦C¦C¦C¦C¦C¦C¦C¦C¦C¦C¦C¦C¦C¦A
ppmd_templates_NYNN1.rvt | NYNN1 - EQUIPMENT SCHEDULE | TRUE | Logistics¦AF | CAT_AF | TRUE | 053816d3-2f83-4e72-9b30-0a25ff75573f | XrWjrtSSusSU3z81hPTTcRU6mL/VQFKysfFyM0dFgBo= | C:\Temp\vw\test data\ppmd_templates_NYNN1.rvt | C¦A¦C¦C¦C¦C¦C¦C¦C¦C¦C¦C¦C¦C¦C¦C¦C¦-¦C¦C¦C¦A
ppmd_templates_NYNN1.rvt | NYNN1 - EQUIPMENT SCHEDULE | TRUE | Logistics¦VA | CAT_VA | TRUE | abab06e0-bc20-4958-a9a7-acf73c376614 | XrWjrtSSusSU3z81hPTTcRU6mL/VQFKysfFyM0dFgBo= | C:\Temp\vw\test data\ppmd_templates_NYNN1.rvt | C¦A¦C¦C¦C¦C¦C¦C¦C¦C¦C¦C¦C¦C¦C¦C¦C¦C¦C¦C¦C¦A
ppmd_templates_NYNN1.rvt | NYNN1 - EQUIPMENT SCHEDULE | TRUE | Utilities¦1 | UTIL_1_WaterDrain | TRUE | 594b780e-c62e-473b-9f66-4d3db2fa1b7f | XrWjrtSSusSU3z81hPTTcRU6mL/VQFKysfFyM0dFgBo= | C:\Temp\vw\test data\ppmd_templates_NYNN1.rvt | -¦-¦-¦-¦-¦-¦-¦-¦-¦-¦-¦-¦-¦-¦-¦-¦-¦-¦-¦-¦-¦D
ppmd_templates_NYNN1.rvt | NYNN1 - EQUIPMENT SCHEDULE | TRUE | Utilities¦2 | UTIL_2_Elec | TRUE | 28082216-138e-4a2f-9824-e96dbd7e3cd0 | XrWjrtSSusSU3z81hPTTcRU6mL/VQFKysfFyM0dFgBo= | C:\Temp\vw\test data\ppmd_templates_NYNN1.rvt | -¦-¦-¦A¦-¦-¦-¦-¦-¦A¦-¦-¦-¦A¦A¦-¦-¦A¦-¦A¦A¦-
ppmd_templates_NYNN1.rvt | NYNN1 - EQUIPMENT SCHEDULE | TRUE | Utilities¦3 | UTIL_3_MedGas | TRUE | 22af1ef2-54f0-4b6e-b40a-7064dfb8769c | XrWjrtSSusSU3z81hPTTcRU6mL/VQFKysfFyM0dFgBo= | C:\Temp\vw\test data\ppmd_templates_NYNN1.rvt | -¦-¦-¦-¦-¦-¦-¦-¦-¦-¦K¦A¦B¦¦-¦-¦-¦-¦-¦-¦-¦-
ppmd_templates_NYNN1.rvt | NYNN1 - EQUIPMENT SCHEDULE | TRUE | Utilities¦4 | UTIL_4_MiscGas | TRUE | 745b8c3e-fd4a-4430-994a-d25826e1e484 | XrWjrtSSusSU3z81hPTTcRU6mL/VQFKysfFyM0dFgBo= | C:\Temp\vw\test data\ppmd_templates_NYNN1.rvt | -¦-¦-¦-¦-¦-¦-¦-¦-¦-¦-¦-¦-¦-¦-¦-¦-¦-¦-¦-¦-¦-
ppmd_templates_NYNN1.rvt | NYNN1 - EQUIPMENT SCHEDULE | TRUE | Utilities¦5 | UTIL_5_NonMedGas | TRUE | 323edf97-d058-44ef-a0fb-1836c80554d8 | XrWjrtSSusSU3z81hPTTcRU6mL/VQFKysfFyM0dFgBo= | C:\Temp\vw\test data\ppmd_templates_NYNN1.rvt | -¦-¦-¦-¦-¦-¦-¦-¦-¦-¦-¦-¦-¦-¦-¦-¦-¦-¦-¦-¦-¦-
ppmd_templates_NYNN1.rvt | NYNN1 - EQUIPMENT SCHEDULE | TRUE | Utilities¦6 | UTIL_6_Misc | TRUE | 38083e2d-8ba3-4868-9752-742b7a4a9586 | XrWjrtSSusSU3z81hPTTcRU6mL/VQFKysfFyM0dFgBo= | C:\Temp\vw\test data\ppmd_templates_NYNN1.rvt | -¦-¦-¦-¦-¦-¦-¦-¦-¦-¦-¦-¦-¦-¦-¦-¦-¦-¦-¦-¦-¦-
ppmd_templates_NYNN1.rvt | NYNN1 - INTERIOR DESIGN | FALSE | Floor Finish¦Preferred | Floor Finish | FALSE |  | XrWjrtSSusSU3z81hPTTcRU6mL/VQFKysfFyM0dFgBo= | C:\Temp\vw\test data\ppmd_templates_NYNN1.rvt | SV
ppmd_templates_NYNN1.rvt | NYNN1 - INTERIOR DESIGN | FALSE | Floor Finish¦Alternate | Floor Finish2 | TRUE | 4030719d-a272-441a-8bfa-d5eb510a1687 | XrWjrtSSusSU3z81hPTTcRU6mL/VQFKysfFyM0dFgBo= | C:\Temp\vw\test data\ppmd_templates_NYNN1.rvt | VT
ppmd_templates_NYNN1.rvt | NYNN1 - INTERIOR DESIGN | FALSE | Wall Finish¦Preferred | Wall Finish | FALSE |  | XrWjrtSSusSU3z81hPTTcRU6mL/VQFKysfFyM0dFgBo= | C:\Temp\vw\test data\ppmd_templates_NYNN1.rvt | GLG
ppmd_templates_NYNN1.rvt | NYNN1 - INTERIOR DESIGN | FALSE | Wall Finish¦Alternate | Wall Finish2 | TRUE | 5a49d499-57b3-4e1f-afc0-4c041c862be1 | XrWjrtSSusSU3z81hPTTcRU6mL/VQFKysfFyM0dFgBo= | C:\Temp\vw\test data\ppmd_templates_NYNN1.rvt
ppmd_templates_NYNN1.rvt | NYNN1 - INTERIOR DESIGN | FALSE | Ceiling Finish¦Preferred | Ceiling Finish | FALSE |  | XrWjrtSSusSU3z81hPTTcRU6mL/VQFKysfFyM0dFgBo= | C:\Temp\vw\test data\ppmd_templates_NYNN1.rvt | AT2
ppmd_templates_NYNN1.rvt | NYNN1 - INTERIOR DESIGN | FALSE | Ceiling Finish¦Alternate | Ceiling Finish2 | TRUE | acb31fd1-378b-4329-97b0-400ae39b5bc4 | XrWjrtSSusSU3z81hPTTcRU6mL/VQFKysfFyM0dFgBo= | C:\Temp\vw\test data\ppmd_templates_NYNN1.rvt
ppmd_templates_NYNN1.rvt | NYNN1 - INTERIOR DESIGN | FALSE | Room Height¦ft - in | Ceiling_Hgt_IP | TRUE | 9f14ca4f-2465-4385-a17c-7aa549f64c09 | XrWjrtSSusSU3z81hPTTcRU6mL/VQFKysfFyM0dFgBo= | C:\Temp\vw\test data\ppmd_templates_NYNN1.rvt | 9' - 0"
ppmd_templates_NYNN1.rvt | NYNN1 - INTERIOR DESIGN | FALSE | Room Noise¦Min NC | Noise_NC_MIN | TRUE | 8c49df6c-7d6b-49fd-9459-f57d0921d704 | XrWjrtSSusSU3z81hPTTcRU6mL/VQFKysfFyM0dFgBo= | C:\Temp\vw\test data\ppmd_templates_NYNN1.rvt | 25
ppmd_templates_NYNN1.rvt | NYNN1 - INTERIOR DESIGN | FALSE | Room Noise¦Max NC | Noise_NC_MAX | TRUE | 629b571a-1c14-443c-b8e8-1130b5edb513 | XrWjrtSSusSU3z81hPTTcRU6mL/VQFKysfFyM0dFgBo= | C:\Temp\vw\test data\ppmd_templates_NYNN1.rvt | 30
ppmd_templates_NYNN1.rvt | NYNN1 - INTERIOR DESIGN | FALSE | Room Noise¦SC | Noise_SC | TRUE | 44bf9cd1-070a-432c-87d9-26a3211cfe07 | XrWjrtSSusSU3z81hPTTcRU6mL/VQFKysfFyM0dFgBo= | C:\Temp\vw\test data\ppmd_templates_NYNN1.rvt | 45
ppmd_templates_NYNN1.rvt | NYNN1 - MECHANICAL DESIGN | FALSE | Air Balance | Air_Balance | TRUE | 587b3cf9-4450-4d95-b8ef-0e93665dbd91 | XrWjrtSSusSU3z81hPTTcRU6mL/VQFKysfFyM0dFgBo= | C:\Temp\vw\test data\ppmd_templates_NYNN1.rvt
ppmd_templates_NYNN1.rvt | NYNN1 - MECHANICAL DESIGN | FALSE | Air Changes Total | Air_Changes_Total | TRUE | 3988d7f3-0f28-4410-866c-5bc65e1d842a | XrWjrtSSusSU3z81hPTTcRU6mL/VQFKysfFyM0dFgBo= | C:\Temp\vw\test data\ppmd_templates_NYNN1.rvt | 12
ppmd_templates_NYNN1.rvt | NYNN1 - MECHANICAL DESIGN | FALSE | Air Changes OA | Air_Changes_OA | TRUE | b7af949f-3b64-4f85-9391-d9f17dcaad1e | XrWjrtSSusSU3z81hPTTcRU6mL/VQFKysfFyM0dFgBo= | C:\Temp\vw\test data\ppmd_templates_NYNN1.rvt | 5
ppmd_templates_NYNN1.rvt | NYNN1 - MECHANICAL DESIGN | FALSE | 100% Exhaust Air | Exhaust_Air_100% | TRUE | 62b97784-583b-47d5-90a3-a90bbb961b6e | XrWjrtSSusSU3z81hPTTcRU6mL/VQFKysfFyM0dFgBo= | C:\Temp\vw\test data\ppmd_templates_NYNN1.rvt
ppmd_templates_NYNN1.rvt | NYNN1 - MECHANICAL DESIGN | FALSE | Summer Temp¦F | Temp_Summer_F | TRUE | 1cbf6964-bd0f-4852-b367-ef4828e2e2cc | XrWjrtSSusSU3z81hPTTcRU6mL/VQFKysfFyM0dFgBo= | C:\Temp\vw\test data\ppmd_templates_NYNN1.rvt | 74
ppmd_templates_NYNN1.rvt | NYNN1 - MECHANICAL DESIGN | FALSE | Summer Temp¦C | Temp_Summer_C | FALSE |  | XrWjrtSSusSU3z81hPTTcRU6mL/VQFKysfFyM0dFgBo= | C:\Temp\vw\test data\ppmd_templates_NYNN1.rvt | 23
ppmd_templates_NYNN1.rvt | NYNN1 - MECHANICAL DESIGN | FALSE | Summer Temp¦Note | Temp_Summer_Note | TRUE | 6248fa3c-bb43-4e1c-91bb-60e102e573b7 | XrWjrtSSusSU3z81hPTTcRU6mL/VQFKysfFyM0dFgBo= | C:\Temp\vw\test data\ppmd_templates_NYNN1.rvt
ppmd_templates_NYNN1.rvt | NYNN1 - MECHANICAL DESIGN | FALSE | Winter Temp¦F | Temp_Winter_F | TRUE | b4f9888f-41ad-47ef-a6af-145b3de732c9 | XrWjrtSSusSU3z81hPTTcRU6mL/VQFKysfFyM0dFgBo= | C:\Temp\vw\test data\ppmd_templates_NYNN1.rvt | 80
ppmd_templates_NYNN1.rvt | NYNN1 - MECHANICAL DESIGN | FALSE | Winter Temp¦C | Temp_Winter_C | FALSE |  | XrWjrtSSusSU3z81hPTTcRU6mL/VQFKysfFyM0dFgBo= | C:\Temp\vw\test data\ppmd_templates_NYNN1.rvt | 27
ppmd_templates_NYNN1.rvt | NYNN1 - MECHANICAL DESIGN | FALSE | Winter Temp¦Note | Temp_Winter_Note | TRUE | aacd83fc-f530-464e-b089-01667d3c52cd | XrWjrtSSusSU3z81hPTTcRU6mL/VQFKysfFyM0dFgBo= | C:\Temp\vw\test data\ppmd_templates_NYNN1.rvt
ppmd_templates_NYNN1.rvt | NYNN1 - MECHANICAL DESIGN | FALSE | Max Relative Humidity | Relative_Humidity | TRUE | 36ead6c1-4384-4a65-8654-06a60aef94cb | XrWjrtSSusSU3z81hPTTcRU6mL/VQFKysfFyM0dFgBo= | C:\Temp\vw\test data\ppmd_templates_NYNN1.rvt | Y
ppmd_templates_NYNN1.rvt | NYNN1 - MECHANICAL DESIGN | FALSE | Filtration¦Interm % | Filtration_Inter_% | TRUE | 4f03ad65-f905-419e-a0cf-8f58fe921fbc | XrWjrtSSusSU3z81hPTTcRU6mL/VQFKysfFyM0dFgBo= | C:\Temp\vw\test data\ppmd_templates_NYNN1.rvt | 14
ppmd_templates_NYNN1.rvt | NYNN1 - MECHANICAL DESIGN | FALSE | Filtration¦Final % | Filtration_Final_% | TRUE | cc736e5f-46f5-476a-8d0a-ceb32d8d4e5a | XrWjrtSSusSU3z81hPTTcRU6mL/VQFKysfFyM0dFgBo= | C:\Temp\vw\test data\ppmd_templates_NYNN1.rvt
ppmd_templates_NYNN1.rvt | NYNN1 - MECHANICAL DESIGN | FALSE | Notes | Mech_Notes | TRUE | a32df790-0ab9-4c4a-b19c-511c2eef6d56 | XrWjrtSSusSU3z81hPTTcRU6mL/VQFKysfFyM0dFgBo= | C:\Temp\vw\test data\ppmd_templates_NYNN1.rvt | P
ppmd_templates_NYNN1.rvt | NYNN1 - MEDICAL GAS DESIGN | FALSE | MCA | MedGas_MCA | TRUE | 3b23ea7f-b9f1-4749-8a2b-eb6a4fab4cdc | XrWjrtSSusSU3z81hPTTcRU6mL/VQFKysfFyM0dFgBo= | C:\Temp\vw\test data\ppmd_templates_NYNN1.rvt | 1
ppmd_templates_NYNN1.rvt | NYNN1 - MEDICAL GAS DESIGN | FALSE | DCA | MedGas_DCA | TRUE | 20dc9c73-7465-4e8a-8300-4a8b5a46a91c | XrWjrtSSusSU3z81hPTTcRU6mL/VQFKysfFyM0dFgBo= | C:\Temp\vw\test data\ppmd_templates_NYNN1.rvt | -
ppmd_templates_NYNN1.rvt | NYNN1 - MEDICAL GAS DESIGN | FALSE | LA | MedGas_LA | TRUE | 99801083-d820-4c5f-ad07-ab168e1bbda0 | XrWjrtSSusSU3z81hPTTcRU6mL/VQFKysfFyM0dFgBo= | C:\Temp\vw\test data\ppmd_templates_NYNN1.rvt | -
ppmd_templates_NYNN1.rvt | NYNN1 - MEDICAL GAS DESIGN | FALSE | PA | MedGas_PA | TRUE | 55793ba6-1647-428e-86f6-5ce4153c7f2e | XrWjrtSSusSU3z81hPTTcRU6mL/VQFKysfFyM0dFgBo= | C:\Temp\vw\test data\ppmd_templates_NYNN1.rvt | -
ppmd_templates_NYNN1.rvt | NYNN1 - MEDICAL GAS DESIGN | FALSE | MV | MedGas_MV | TRUE | 0a0bec6d-9172-4a2c-9fb3-7616a08f677a | XrWjrtSSusSU3z81hPTTcRU6mL/VQFKysfFyM0dFgBo= | C:\Temp\vw\test data\ppmd_templates_NYNN1.rvt | 1
ppmd_templates_NYNN1.rvt | NYNN1 - MEDICAL GAS DESIGN | FALSE | DHV | MedGas_DHV | TRUE | 79779898-9917-494b-a027-0013b44e14f1 | XrWjrtSSusSU3z81hPTTcRU6mL/VQFKysfFyM0dFgBo= | C:\Temp\vw\test data\ppmd_templates_NYNN1.rvt | -
ppmd_templates_NYNN1.rvt | NYNN1 - MEDICAL GAS DESIGN | FALSE | DLV | MedGas_DLV | TRUE | bcdcef93-2e56-440a-a8f7-e9973eadba59 | XrWjrtSSusSU3z81hPTTcRU6mL/VQFKysfFyM0dFgBo= | C:\Temp\vw\test data\ppmd_templates_NYNN1.rvt | -
ppmd_templates_NYNN1.rvt | NYNN1 - MEDICAL GAS DESIGN | FALSE | LDE | MedGas_LDE | TRUE | cc6496eb-fa04-4455-81d4-1dfb1e6aaa52 | XrWjrtSSusSU3z81hPTTcRU6mL/VQFKysfFyM0dFgBo= | C:\Temp\vw\test data\ppmd_templates_NYNN1.rvt | -
ppmd_templates_NYNN1.rvt | NYNN1 - MEDICAL GAS DESIGN | FALSE | OX | MedGas_OX | TRUE | 59f6c2e0-639e-4476-adf0-a5c19b1199db | XrWjrtSSusSU3z81hPTTcRU6mL/VQFKysfFyM0dFgBo= | C:\Temp\vw\test data\ppmd_templates_NYNN1.rvt | 1
ppmd_templates_NYNN1.rvt | NYNN1 - MEDICAL GAS DESIGN | FALSE | NO | MedGas_NO | TRUE | 1f31b342-99ad-494b-90ce-f27b8fc04b75 | XrWjrtSSusSU3z81hPTTcRU6mL/VQFKysfFyM0dFgBo= | C:\Temp\vw\test data\ppmd_templates_NYNN1.rvt
ppmd_templates_NYNN1.rvt | NYNN1 - MEDICAL GAS DESIGN | FALSE | NI | MedGas_NI | TRUE | ea24567d-1f4e-45f9-907f-a79ef8b323b1 | XrWjrtSSusSU3z81hPTTcRU6mL/VQFKysfFyM0dFgBo= | C:\Temp\vw\test data\ppmd_templates_NYNN1.rvt
ppmd_templates_NYNN1.rvt | NYNN1 - MEDICAL GAS DESIGN | FALSE | WAGD | MedGas_WAGD | TRUE | 1aa3572e-5073-44b4-acb3-ff8739230b69 | XrWjrtSSusSU3z81hPTTcRU6mL/VQFKysfFyM0dFgBo= | C:\Temp\vw\test data\ppmd_templates_NYNN1.rvt
ppmd_templates_NYNN1.rvt | NYNN1 - MEDICAL GAS DESIGN | FALSE | Notes1 | MedGas_Notes | TRUE | 69d1283f-21ef-46f3-9ebb-e36d00ef4da3 | XrWjrtSSusSU3z81hPTTcRU6mL/VQFKysfFyM0dFgBo= | C:\Temp\vw\test data\ppmd_templates_NYNN1.rvt | H
ppmd_templates_NYNN1.rvt | NYNN1 - MEDICAL GAS DESIGN | FALSE | Notes2 | MedGas_Notes2 | TRUE | 867f4341-094b-4cc7-b128-8c28392e09cd | XrWjrtSSusSU3z81hPTTcRU6mL/VQFKysfFyM0dFgBo= | C:\Temp\vw\test data\ppmd_templates_NYNN1.rvt
ppmd_templates_NYNN1.rvt | NYNN1 - STRUCTURAL DESIGN | FALSE | Structural Load¦psf | Str_FloorLoad_psf | TRUE | 654b90c9-d71e-4bcd-9f27-a1532becca95 | XrWjrtSSusSU3z81hPTTcRU6mL/VQFKysfFyM0dFgBo= | C:\Temp\vw\test data\ppmd_templates_NYNN1.rvt | 60
ppmd_templates_NYNN1.rvt | NYNN1 - STRUCTURAL DESIGN | FALSE | Structural Load¦kPA | Str_FloorLoad_kPA | FALSE |  | XrWjrtSSusSU3z81hPTTcRU6mL/VQFKysfFyM0dFgBo= | C:\Temp\vw\test data\ppmd_templates_NYNN1.rvt | 3
ppmd_templates_NYNN1.rvt | NYNN1 - STRUCTURAL DESIGN | FALSE | Notes | Str_Notes | TRUE | 509b36e6-cf53-4158-b357-61e3cedd6faa | XrWjrtSSusSU3z81hPTTcRU6mL/VQFKysfFyM0dFgBo= | C:\Temp\vw\test data\ppmd_templates_NYNN1.rvt
ppmd_templates_NYNN1.rvt | WRC01 - EQUIPMENT SCHEDULE | FALSE | JSN | JSN | TRUE | 8632cd76-2ab9-457d-8db7-39197de446a2 | XrWjrtSSusSU3z81hPTTcRU6mL/VQFKysfFyM0dFgBo= | C:\Temp\vw\test data\ppmd_templates_NYNN1.rvt
ppmd_templates_NYNN1.rvt | WRC01 - EQUIPMENT SCHEDULE | FALSE | Nomenclature | Nomenclature | TRUE | f004b755-1952-4a21-a1c1-98f41ef6a86c | XrWjrtSSusSU3z81hPTTcRU6mL/VQFKysfFyM0dFgBo= | C:\Temp\vw\test data\ppmd_templates_NYNN1.rvt
ppmd_templates_NYNN1.rvt | WRC01 - EQUIPMENT SCHEDULE | FALSE | Qty | Count | FALSE |  | XrWjrtSSusSU3z81hPTTcRU6mL/VQFKysfFyM0dFgBo= | C:\Temp\vw\test data\ppmd_templates_NYNN1.rvt
ppmd_templates_NYNN1.rvt | WRC01 - EQUIPMENT SCHEDULE | FALSE | LF | CustomLength | TRUE | f338df87-67c7-40c3-b0e8-6ebb5a3fe5b8 | XrWjrtSSusSU3z81hPTTcRU6mL/VQFKysfFyM0dFgBo= | C:\Temp\vw\test data\ppmd_templates_NYNN1.rvt
ppmd_templates_NYNN1.rvt | WRC01 - EQUIPMENT SCHEDULE | FALSE | Logistics¦AR | CAT_Army | TRUE | fa0e0053-bcc4-42e8-881f-6a4690f994c9 | XrWjrtSSusSU3z81hPTTcRU6mL/VQFKysfFyM0dFgBo= | C:\Temp\vw\test data\ppmd_templates_NYNN1.rvt
ppmd_templates_NYNN1.rvt | WRC01 - EQUIPMENT SCHEDULE | FALSE | Logistics¦NA | CAT_Navy | TRUE | 183e77a6-b75d-41a5-8f81-f6abfee236ec | XrWjrtSSusSU3z81hPTTcRU6mL/VQFKysfFyM0dFgBo= | C:\Temp\vw\test data\ppmd_templates_NYNN1.rvt
ppmd_templates_NYNN1.rvt | WRC01 - EQUIPMENT SCHEDULE | FALSE | Logistics¦AF | CAT_AF | TRUE | 053816d3-2f83-4e72-9b30-0a25ff75573f | XrWjrtSSusSU3z81hPTTcRU6mL/VQFKysfFyM0dFgBo= | C:\Temp\vw\test data\ppmd_templates_NYNN1.rvt
ppmd_templates_NYNN1.rvt | WRC01 - EQUIPMENT SCHEDULE | FALSE | Logistics¦VA | CAT_VA | TRUE | abab06e0-bc20-4958-a9a7-acf73c376614 | XrWjrtSSusSU3z81hPTTcRU6mL/VQFKysfFyM0dFgBo= | C:\Temp\vw\test data\ppmd_templates_NYNN1.rvt
ppmd_templates_NYNN1.rvt | WRC01 - EQUIPMENT SCHEDULE | FALSE | Utilities¦1 | UTIL_1_WaterDrain | TRUE | 594b780e-c62e-473b-9f66-4d3db2fa1b7f | XrWjrtSSusSU3z81hPTTcRU6mL/VQFKysfFyM0dFgBo= | C:\Temp\vw\test data\ppmd_templates_NYNN1.rvt
ppmd_templates_NYNN1.rvt | WRC01 - EQUIPMENT SCHEDULE | FALSE | Utilities¦2 | UTIL_2_Elec | TRUE | 28082216-138e-4a2f-9824-e96dbd7e3cd0 | XrWjrtSSusSU3z81hPTTcRU6mL/VQFKysfFyM0dFgBo= | C:\Temp\vw\test data\ppmd_templates_NYNN1.rvt
ppmd_templates_NYNN1.rvt | WRC01 - EQUIPMENT SCHEDULE | FALSE | Utilities¦3 | UTIL_3_MedGas | TRUE | 22af1ef2-54f0-4b6e-b40a-7064dfb8769c | XrWjrtSSusSU3z81hPTTcRU6mL/VQFKysfFyM0dFgBo= | C:\Temp\vw\test data\ppmd_templates_NYNN1.rvt
ppmd_templates_NYNN1.rvt | WRC01 - EQUIPMENT SCHEDULE | FALSE | Utilities¦4 | UTIL_4_MiscGas | TRUE | 745b8c3e-fd4a-4430-994a-d25826e1e484 | XrWjrtSSusSU3z81hPTTcRU6mL/VQFKysfFyM0dFgBo= | C:\Temp\vw\test data\ppmd_templates_NYNN1.rvt
ppmd_templates_NYNN1.rvt | WRC01 - EQUIPMENT SCHEDULE | FALSE | Utilities¦5 | UTIL_5_NonMedGas | TRUE | 323edf97-d058-44ef-a0fb-1836c80554d8 | XrWjrtSSusSU3z81hPTTcRU6mL/VQFKysfFyM0dFgBo= | C:\Temp\vw\test data\ppmd_templates_NYNN1.rvt
ppmd_templates_NYNN1.rvt | WRC01 - EQUIPMENT SCHEDULE | FALSE | Utilities¦6 | UTIL_6_Misc | TRUE | 38083e2d-8ba3-4868-9752-742b7a4a9586 | XrWjrtSSusSU3z81hPTTcRU6mL/VQFKysfFyM0dFgBo= | C:\Temp\vw\test data\ppmd_templates_NYNN1.rvt
ppmd_templates_NYUN2.rvt | NYUN2 - DATA/TELEPHONE EQUIPMENT | FALSE | JSN | JSN | TRUE | 8632cd76-2ab9-457d-8db7-39197de446a2 | zuRFBuNhCMsZHdPul6g8FxqP/ScwbomQ+j6GfwGAVmk= | C:\Temp\vw\test data\ppmd_templates_NYUN2.rvt
ppmd_templates_NYUN2.rvt | NYUN2 - DATA/TELEPHONE EQUIPMENT | FALSE | Nomenclature | Nomenclature | TRUE | f004b755-1952-4a21-a1c1-98f41ef6a86c | zuRFBuNhCMsZHdPul6g8FxqP/ScwbomQ+j6GfwGAVmk= | C:\Temp\vw\test data\ppmd_templates_NYUN2.rvt
ppmd_templates_NYUN2.rvt | NYUN2 - DATA/TELEPHONE EQUIPMENT | FALSE | Qty | Count | FALSE |  | zuRFBuNhCMsZHdPul6g8FxqP/ScwbomQ+j6GfwGAVmk= | C:\Temp\vw\test data\ppmd_templates_NYUN2.rvt
ppmd_templates_NYUN2.rvt | NYUN2 - DATA/TELEPHONE EQUIPMENT | FALSE | Logistics¦AR | CAT_Army | TRUE | fa0e0053-bcc4-42e8-881f-6a4690f994c9 | zuRFBuNhCMsZHdPul6g8FxqP/ScwbomQ+j6GfwGAVmk= | C:\Temp\vw\test data\ppmd_templates_NYUN2.rvt
ppmd_templates_NYUN2.rvt | NYUN2 - DATA/TELEPHONE EQUIPMENT | FALSE | Logistics¦NA | CAT_Navy | TRUE | 183e77a6-b75d-41a5-8f81-f6abfee236ec | zuRFBuNhCMsZHdPul6g8FxqP/ScwbomQ+j6GfwGAVmk= | C:\Temp\vw\test data\ppmd_templates_NYUN2.rvt
ppmd_templates_NYUN2.rvt | NYUN2 - DATA/TELEPHONE EQUIPMENT | FALSE | Logistics¦AF | CAT_AF | TRUE | 053816d3-2f83-4e72-9b30-0a25ff75573f | zuRFBuNhCMsZHdPul6g8FxqP/ScwbomQ+j6GfwGAVmk= | C:\Temp\vw\test data\ppmd_templates_NYUN2.rvt
ppmd_templates_NYUN2.rvt | NYUN2 - DATA/TELEPHONE EQUIPMENT | FALSE | Logistics¦VA | CAT_VA | TRUE | abab06e0-bc20-4958-a9a7-acf73c376614 | zuRFBuNhCMsZHdPul6g8FxqP/ScwbomQ+j6GfwGAVmk= | C:\Temp\vw\test data\ppmd_templates_NYUN2.rvt
ppmd_templates_NYUN2.rvt | NYUN2 - DOOR SCHEDULE | FALSE | Mark | Construction Type | FALSE |  | zuRFBuNhCMsZHdPul6g8FxqP/ScwbomQ+j6GfwGAVmk= | C:\Temp\vw\test data\ppmd_templates_NYUN2.rvt
ppmd_templates_NYUN2.rvt | NYUN2 - DOOR SCHEDULE | FALSE | Type | Family | FALSE |  | zuRFBuNhCMsZHdPul6g8FxqP/ScwbomQ+j6GfwGAVmk= | C:\Temp\vw\test data\ppmd_templates_NYUN2.rvt | Sliding-Breakaway-2 panel
ppmd_templates_NYUN2.rvt | NYUN2 - DOOR SCHEDULE | FALSE | Count | Count | FALSE |  | zuRFBuNhCMsZHdPul6g8FxqP/ScwbomQ+j6GfwGAVmk= | C:\Temp\vw\test data\ppmd_templates_NYUN2.rvt | 1
ppmd_templates_NYUN2.rvt | NYUN2 - DOOR SCHEDULE | FALSE | Height¦ft - in | Height | FALSE |  | zuRFBuNhCMsZHdPul6g8FxqP/ScwbomQ+j6GfwGAVmk= | C:\Temp\vw\test data\ppmd_templates_NYUN2.rvt | 7' - 0"
ppmd_templates_NYUN2.rvt | NYUN2 - DOOR SCHEDULE | FALSE | Width¦ft - in | Width | FALSE |  | zuRFBuNhCMsZHdPul6g8FxqP/ScwbomQ+j6GfwGAVmk= | C:\Temp\vw\test data\ppmd_templates_NYUN2.rvt | 6' - 0"
ppmd_templates_NYUN2.rvt | NYUN2 - DOOR SCHEDULE | FALSE | Notes | Type Comments | FALSE |  | zuRFBuNhCMsZHdPul6g8FxqP/ScwbomQ+j6GfwGAVmk= | C:\Temp\vw\test data\ppmd_templates_NYUN2.rvt
ppmd_templates_NYUN2.rvt | NYUN2 - ELECTRICAL DESIGN | FALSE | Lighting¦LUX1 | Light_Level_LUX | TRUE | fc853981-f613-4f05-81bd-e48fb947424b | zuRFBuNhCMsZHdPul6g8FxqP/ScwbomQ+j6GfwGAVmk= | C:\Temp\vw\test data\ppmd_templates_NYUN2.rvt | 700
ppmd_templates_NYUN2.rvt | NYUN2 - ELECTRICAL DESIGN | FALSE | Lighting¦Footcandles1 | Light_Level_FC | FALSE |  | zuRFBuNhCMsZHdPul6g8FxqP/ScwbomQ+j6GfwGAVmk= | C:\Temp\vw\test data\ppmd_templates_NYUN2.rvt | 65
ppmd_templates_NYUN2.rvt | NYUN2 - ELECTRICAL DESIGN | FALSE | Lighting¦LUX2 | Light_Level_LUX2 | TRUE | 172f1cff-58cc-41cd-b888-0e7a81d2bf40 | zuRFBuNhCMsZHdPul6g8FxqP/ScwbomQ+j6GfwGAVmk= | C:\Temp\vw\test data\ppmd_templates_NYUN2.rvt
ppmd_templates_NYUN2.rvt | NYUN2 - ELECTRICAL DESIGN | FALSE | Lighting¦Footcandles2 | Light_Level_FC2 | FALSE |  | zuRFBuNhCMsZHdPul6g8FxqP/ScwbomQ+j6GfwGAVmk= | C:\Temp\vw\test data\ppmd_templates_NYUN2.rvt
ppmd_templates_NYUN2.rvt | NYUN2 - ELECTRICAL DESIGN | FALSE | Lighting¦Notes | Light_Notes | TRUE | a36245ac-ea57-45c2-bac5-bed4d04a4f78 | zuRFBuNhCMsZHdPul6g8FxqP/ScwbomQ+j6GfwGAVmk= | C:\Temp\vw\test data\ppmd_templates_NYUN2.rvt | A
ppmd_templates_NYUN2.rvt | NYUN2 - ELECTRICAL DESIGN | FALSE | Lighting¦Notes2 | Light_Notes2 | TRUE | 6d0b4891-ce4c-45f8-9560-387866098a10 | zuRFBuNhCMsZHdPul6g8FxqP/ScwbomQ+j6GfwGAVmk= | C:\Temp\vw\test data\ppmd_templates_NYUN2.rvt | C
ppmd_templates_NYUN2.rvt | NYUN2 - ELECTRICAL DESIGN | FALSE | Essential Power¦% Power | ES_Power% | TRUE | 7cbfe71a-865f-4cf4-b400-c67e3939439b | zuRFBuNhCMsZHdPul6g8FxqP/ScwbomQ+j6GfwGAVmk= | C:\Temp\vw\test data\ppmd_templates_NYUN2.rvt | RC
ppmd_templates_NYUN2.rvt | NYUN2 - ELECTRICAL DESIGN | FALSE | Essential Power¦% Light | ES_Light% | TRUE | af00a8bb-40cb-434a-a7e5-b4140f3c844f | zuRFBuNhCMsZHdPul6g8FxqP/ScwbomQ+j6GfwGAVmk= | C:\Temp\vw\test data\ppmd_templates_NYUN2.rvt | L
ppmd_templates_NYUN2.rvt | NYUN2 - ELECTRICAL DESIGN | FALSE | Essential Power¦Notes | ES_Notes | TRUE | 0c3ae867-1060-40b5-bb68-261d16a167a0 | zuRFBuNhCMsZHdPul6g8FxqP/ScwbomQ+j6GfwGAVmk= | C:\Temp\vw\test data\ppmd_templates_NYUN2.rvt | -
ppmd_templates_NYUN2.rvt | NYUN2 - EQUIPMENT SCHEDULE | TRUE | JSN | JSN | TRUE | 8632cd76-2ab9-457d-8db7-39197de446a2 | zuRFBuNhCMsZHdPul6g8FxqP/ScwbomQ+j6GfwGAVmk= | C:\Temp\vw\test data\ppmd_templates_NYUN2.rvt | A1066¦A5075¦A5080¦A5106¦A5180¦E0818¦E0945¦E0948¦F0230¦F0270¦F0280¦F0315¦F2010¦F3200¦M0515¦M0750¦M0755¦M0765¦M0815¦M1801¦M4116¦M4255¦M4266¦P3100
ppmd_templates_NYUN2.rvt | NYUN2 - EQUIPMENT SCHEDULE | TRUE | Nomenclature | Nomenclature | TRUE | f004b755-1952-4a21-a1c1-98f41ef6a86c | zuRFBuNhCMsZHdPul6g8FxqP/ScwbomQ+j6GfwGAVmk= | C:\Temp\vw\test data\ppmd_templates_NYUN2.rvt | Mirror, Float Glass, With SS Frame¦Dispenser, Soap, Disposable¦Dispenser, Paper Towel, SS, Surface Mounted¦Waste Disposal Unit, Sharps w/Glove Dispenser¦Track, Cubicle, Surface Mounted, With Curtain¦Module, Wardrobe, Family Zone, Inpatient Bedroom¦Mobile, Workstation¦Cart, General Storage, Mobile, 42"H x 32"W x 22"D¦Chair, Drafting, Rotary¦Chair, Rocking, High Back¦Chair, Swivel, Low Back¦Chair, Sleeper¦Basket, Wastepaper, Step-On¦Clock, Battery, 12" Diameter¦Television, Plasma¦Flowmeter, Air, Connect w/50 PSI Supply¦Flowmeter, Oxygen, Low Flow¦Regulator, Vacuum¦Incubator, Infant, Mobile, Isolation¦Computer, Microprocessing, w/Flat Panel Monitor¦Monitor, Vital Signs¦Stand, IV, Adjustable¦Pump, Volumetric, Infusion, Multiple Line¦Lavatory, Vitreous China, Slab Type
ppmd_templates_NYUN2.rvt | NYUN2 - EQUIPMENT SCHEDULE | TRUE | Qty | Count | FALSE |  | zuRFBuNhCMsZHdPul6g8FxqP/ScwbomQ+j6GfwGAVmk= | C:\Temp\vw\test data\ppmd_templates_NYUN2.rvt | 1¦1¦1¦1¦1¦1¦1¦1¦1¦1¦1¦1¦1¦1¦1¦6¦6¦6¦2¦1¦1¦1¦1¦1
ppmd_templates_NYUN2.rvt | NYUN2 - EQUIPMENT SCHEDULE | TRUE | LF | Comments | FALSE |  | zuRFBuNhCMsZHdPul6g8FxqP/ScwbomQ+j6GfwGAVmk= | C:\Temp\vw\test data\ppmd_templates_NYUN2.rvt | 14'-0"
ppmd_templates_NYUN2.rvt | NYUN2 - EQUIPMENT SCHEDULE | TRUE | Logistics¦AR | CAT_Army | TRUE | fa0e0053-bcc4-42e8-881f-6a4690f994c9 | zuRFBuNhCMsZHdPul6g8FxqP/ScwbomQ+j6GfwGAVmk= | C:\Temp\vw\test data\ppmd_templates_NYUN2.rvt | A¦C¦A¦C¦A¦F¦C¦C¦C¦C¦C¦C¦C¦C¦C¦C¦C¦C¦C¦C¦C¦C¦C¦A
ppmd_templates_NYUN2.rvt | NYUN2 - EQUIPMENT SCHEDULE | TRUE | Logistics¦NA | CAT_Navy | TRUE | 183e77a6-b75d-41a5-8f81-f6abfee236ec | zuRFBuNhCMsZHdPul6g8FxqP/ScwbomQ+j6GfwGAVmk= | C:\Temp\vw\test data\ppmd_templates_NYUN2.rvt | A¦C¦A¦A¦A¦F¦C¦C¦C¦C¦C¦C¦C¦C¦C¦C¦C¦C¦C¦C¦C¦C¦C¦A
ppmd_templates_NYUN2.rvt | NYUN2 - EQUIPMENT SCHEDULE | TRUE | Logistics¦AF | CAT_AF | TRUE | 053816d3-2f83-4e72-9b30-0a25ff75573f | zuRFBuNhCMsZHdPul6g8FxqP/ScwbomQ+j6GfwGAVmk= | C:\Temp\vw\test data\ppmd_templates_NYUN2.rvt | A¦C¦A¦C¦A¦F¦C¦C¦C¦C¦C¦C¦C¦C¦C¦C¦C¦C¦C¦C¦C¦C¦C¦A
ppmd_templates_NYUN2.rvt | NYUN2 - EQUIPMENT SCHEDULE | TRUE | Logistics¦VA | CAT_VA | TRUE | abab06e0-bc20-4958-a9a7-acf73c376614 | zuRFBuNhCMsZHdPul6g8FxqP/ScwbomQ+j6GfwGAVmk= | C:\Temp\vw\test data\ppmd_templates_NYUN2.rvt | A¦C¦A¦C¦A¦F¦C¦C¦C¦C¦C¦C¦C¦C¦C¦C¦C¦C¦C¦C¦C¦C¦C¦A
ppmd_templates_NYUN2.rvt | NYUN2 - EQUIPMENT SCHEDULE | TRUE | Utilities¦1 | UTIL_1_WaterDrain | TRUE | 594b780e-c62e-473b-9f66-4d3db2fa1b7f | zuRFBuNhCMsZHdPul6g8FxqP/ScwbomQ+j6GfwGAVmk= | C:\Temp\vw\test data\ppmd_templates_NYUN2.rvt | -¦-¦-¦-¦-¦-¦-¦-¦-¦-¦-¦-¦-¦-¦-¦-¦-¦-¦-¦-¦-¦-¦-¦D
ppmd_templates_NYUN2.rvt | NYUN2 - EQUIPMENT SCHEDULE | TRUE | Utilities¦2 | UTIL_2_Elec | TRUE | 28082216-138e-4a2f-9824-e96dbd7e3cd0 | zuRFBuNhCMsZHdPul6g8FxqP/ScwbomQ+j6GfwGAVmk= | C:\Temp\vw\test data\ppmd_templates_NYUN2.rvt | -¦-¦-¦-¦-¦-¦-¦-¦-¦-¦-¦-¦-¦-¦A¦-¦-¦-¦A¦A¦A¦-¦A¦-
ppmd_templates_NYUN2.rvt | NYUN2 - EQUIPMENT SCHEDULE | TRUE | Utilities¦3 | UTIL_3_MedGas | TRUE | 22af1ef2-54f0-4b6e-b40a-7064dfb8769c | zuRFBuNhCMsZHdPul6g8FxqP/ScwbomQ+j6GfwGAVmk= | C:\Temp\vw\test data\ppmd_templates_NYUN2.rvt | -¦-¦-¦-¦-¦-¦-¦-¦-¦-¦-¦-¦-¦-¦-¦K¦A¦B¦F¦-¦-¦-¦-¦-
ppmd_templates_NYUN2.rvt | NYUN2 - EQUIPMENT SCHEDULE | TRUE | Utilities¦4 | UTIL_4_MiscGas | TRUE | 745b8c3e-fd4a-4430-994a-d25826e1e484 | zuRFBuNhCMsZHdPul6g8FxqP/ScwbomQ+j6GfwGAVmk= | C:\Temp\vw\test data\ppmd_templates_NYUN2.rvt | -¦-¦-¦-¦-¦-¦-¦-¦-¦-¦-¦-¦-¦-¦-¦-¦-¦-¦-¦-¦-¦-¦-¦-
ppmd_templates_NYUN2.rvt | NYUN2 - EQUIPMENT SCHEDULE | TRUE | Utilities¦5 | UTIL_5_NonMedGas | TRUE | 323edf97-d058-44ef-a0fb-1836c80554d8 | zuRFBuNhCMsZHdPul6g8FxqP/ScwbomQ+j6GfwGAVmk= | C:\Temp\vw\test data\ppmd_templates_NYUN2.rvt | -¦-¦-¦-¦-¦-¦-¦-¦-¦-¦-¦-¦-¦-¦-¦-¦-¦-¦-¦-¦-¦-¦-¦-
ppmd_templates_NYUN2.rvt | NYUN2 - EQUIPMENT SCHEDULE | TRUE | Utilities¦6 | UTIL_6_Misc | TRUE | 38083e2d-8ba3-4868-9752-742b7a4a9586 | zuRFBuNhCMsZHdPul6g8FxqP/ScwbomQ+j6GfwGAVmk= | C:\Temp\vw\test data\ppmd_templates_NYUN2.rvt | -¦-¦-¦-¦-¦-¦-¦-¦-¦-¦-¦-¦-¦-¦A¦-¦-¦-¦-¦-¦-¦-¦-¦-
ppmd_templates_NYUN2.rvt | NYUN2 - INTERIOR DESIGN | FALSE | Floor Finish¦Preferred | Floor Finish | FALSE |  | zuRFBuNhCMsZHdPul6g8FxqP/ScwbomQ+j6GfwGAVmk= | C:\Temp\vw\test data\ppmd_templates_NYUN2.rvt | US
ppmd_templates_NYUN2.rvt | NYUN2 - INTERIOR DESIGN | FALSE | Floor Finish¦Alternate | Floor Finish2 | TRUE | 4030719d-a272-441a-8bfa-d5eb510a1687 | zuRFBuNhCMsZHdPul6g8FxqP/ScwbomQ+j6GfwGAVmk= | C:\Temp\vw\test data\ppmd_templates_NYUN2.rvt | UT
ppmd_templates_NYUN2.rvt | NYUN2 - INTERIOR DESIGN | FALSE | Wall Finish¦Preferred | Wall Finish | FALSE |  | zuRFBuNhCMsZHdPul6g8FxqP/ScwbomQ+j6GfwGAVmk= | C:\Temp\vw\test data\ppmd_templates_NYUN2.rvt | GLG
ppmd_templates_NYUN2.rvt | NYUN2 - INTERIOR DESIGN | FALSE | Wall Finish¦Alternate | Wall Finish2 | TRUE | 5a49d499-57b3-4e1f-afc0-4c041c862be1 | zuRFBuNhCMsZHdPul6g8FxqP/ScwbomQ+j6GfwGAVmk= | C:\Temp\vw\test data\ppmd_templates_NYUN2.rvt | -
ppmd_templates_NYUN2.rvt | NYUN2 - INTERIOR DESIGN | FALSE | Ceiling Finish¦Preferred | Ceiling Finish | FALSE |  | zuRFBuNhCMsZHdPul6g8FxqP/ScwbomQ+j6GfwGAVmk= | C:\Temp\vw\test data\ppmd_templates_NYUN2.rvt | AT2
ppmd_templates_NYUN2.rvt | NYUN2 - INTERIOR DESIGN | FALSE | Ceiling Finish¦Alternate | Ceiling Finish2 | TRUE | acb31fd1-378b-4329-97b0-400ae39b5bc4 | zuRFBuNhCMsZHdPul6g8FxqP/ScwbomQ+j6GfwGAVmk= | C:\Temp\vw\test data\ppmd_templates_NYUN2.rvt | -
ppmd_templates_NYUN2.rvt | NYUN2 - INTERIOR DESIGN | FALSE | Room Height¦ft - in | Ceiling_Hgt_IP | TRUE | 9f14ca4f-2465-4385-a17c-7aa549f64c09 | zuRFBuNhCMsZHdPul6g8FxqP/ScwbomQ+j6GfwGAVmk= | C:\Temp\vw\test data\ppmd_templates_NYUN2.rvt | 9' - 0"
ppmd_templates_NYUN2.rvt | NYUN2 - INTERIOR DESIGN | FALSE | Room Noise¦Min NC | Noise_NC_MIN | TRUE | 8c49df6c-7d6b-49fd-9459-f57d0921d704 | zuRFBuNhCMsZHdPul6g8FxqP/ScwbomQ+j6GfwGAVmk= | C:\Temp\vw\test data\ppmd_templates_NYUN2.rvt | 25
ppmd_templates_NYUN2.rvt | NYUN2 - INTERIOR DESIGN | FALSE | Room Noise¦Max NC | Noise_NC_MAX | TRUE | 629b571a-1c14-443c-b8e8-1130b5edb513 | zuRFBuNhCMsZHdPul6g8FxqP/ScwbomQ+j6GfwGAVmk= | C:\Temp\vw\test data\ppmd_templates_NYUN2.rvt | 35
ppmd_templates_NYUN2.rvt | NYUN2 - INTERIOR DESIGN | FALSE | Room Noise¦SC | Noise_SC | TRUE | 44bf9cd1-070a-432c-87d9-26a3211cfe07 | zuRFBuNhCMsZHdPul6g8FxqP/ScwbomQ+j6GfwGAVmk= | C:\Temp\vw\test data\ppmd_templates_NYUN2.rvt | 50
ppmd_templates_NYUN2.rvt | NYUN2 - MECHANICAL DESIGN | FALSE | Air Balance | Air_Balance | TRUE | 587b3cf9-4450-4d95-b8ef-0e93665dbd91 | zuRFBuNhCMsZHdPul6g8FxqP/ScwbomQ+j6GfwGAVmk= | C:\Temp\vw\test data\ppmd_templates_NYUN2.rvt | ++
ppmd_templates_NYUN2.rvt | NYUN2 - MECHANICAL DESIGN | FALSE | Air Changes Total | Air_Changes_Total | TRUE | 3988d7f3-0f28-4410-866c-5bc65e1d842a | zuRFBuNhCMsZHdPul6g8FxqP/ScwbomQ+j6GfwGAVmk= | C:\Temp\vw\test data\ppmd_templates_NYUN2.rvt | 12
ppmd_templates_NYUN2.rvt | NYUN2 - MECHANICAL DESIGN | FALSE | Air Changes OA | Air_Changes_OA | TRUE | b7af949f-3b64-4f85-9391-d9f17dcaad1e | zuRFBuNhCMsZHdPul6g8FxqP/ScwbomQ+j6GfwGAVmk= | C:\Temp\vw\test data\ppmd_templates_NYUN2.rvt | 4
ppmd_templates_NYUN2.rvt | NYUN2 - MECHANICAL DESIGN | FALSE | 100% Exhaust Air | Exhaust_Air_100% | TRUE | 62b97784-583b-47d5-90a3-a90bbb961b6e | zuRFBuNhCMsZHdPul6g8FxqP/ScwbomQ+j6GfwGAVmk= | C:\Temp\vw\test data\ppmd_templates_NYUN2.rvt
ppmd_templates_NYUN2.rvt | NYUN2 - MECHANICAL DESIGN | FALSE | Summer Temp¦F | Temp_Summer_F | TRUE | 1cbf6964-bd0f-4852-b367-ef4828e2e2cc | zuRFBuNhCMsZHdPul6g8FxqP/ScwbomQ+j6GfwGAVmk= | C:\Temp\vw\test data\ppmd_templates_NYUN2.rvt | 74
ppmd_templates_NYUN2.rvt | NYUN2 - MECHANICAL DESIGN | FALSE | Summer Temp¦C | Temp_Summer_C | FALSE |  | zuRFBuNhCMsZHdPul6g8FxqP/ScwbomQ+j6GfwGAVmk= | C:\Temp\vw\test data\ppmd_templates_NYUN2.rvt | 23
ppmd_templates_NYUN2.rvt | NYUN2 - MECHANICAL DESIGN | FALSE | Summer Temp¦Note | Temp_Summer_Note | TRUE | 6248fa3c-bb43-4e1c-91bb-60e102e573b7 | zuRFBuNhCMsZHdPul6g8FxqP/ScwbomQ+j6GfwGAVmk= | C:\Temp\vw\test data\ppmd_templates_NYUN2.rvt
ppmd_templates_NYUN2.rvt | NYUN2 - MECHANICAL DESIGN | FALSE | Winter Temp¦F | Temp_Winter_F | TRUE | b4f9888f-41ad-47ef-a6af-145b3de732c9 | zuRFBuNhCMsZHdPul6g8FxqP/ScwbomQ+j6GfwGAVmk= | C:\Temp\vw\test data\ppmd_templates_NYUN2.rvt | 80
ppmd_templates_NYUN2.rvt | NYUN2 - MECHANICAL DESIGN | FALSE | Winter Temp¦C | Temp_Winter_C | FALSE |  | zuRFBuNhCMsZHdPul6g8FxqP/ScwbomQ+j6GfwGAVmk= | C:\Temp\vw\test data\ppmd_templates_NYUN2.rvt | 27
ppmd_templates_NYUN2.rvt | NYUN2 - MECHANICAL DESIGN | FALSE | Winter Temp¦Note | Temp_Winter_Note | TRUE | aacd83fc-f530-464e-b089-01667d3c52cd | zuRFBuNhCMsZHdPul6g8FxqP/ScwbomQ+j6GfwGAVmk= | C:\Temp\vw\test data\ppmd_templates_NYUN2.rvt
ppmd_templates_NYUN2.rvt | NYUN2 - MECHANICAL DESIGN | FALSE | Max Relative Humidity | Relative_Humidity | TRUE | 36ead6c1-4384-4a65-8654-06a60aef94cb | zuRFBuNhCMsZHdPul6g8FxqP/ScwbomQ+j6GfwGAVmk= | C:\Temp\vw\test data\ppmd_templates_NYUN2.rvt | T
ppmd_templates_NYUN2.rvt | NYUN2 - MECHANICAL DESIGN | FALSE | Filtration¦Interm % | Filtration_Inter_% | TRUE | 4f03ad65-f905-419e-a0cf-8f58fe921fbc | zuRFBuNhCMsZHdPul6g8FxqP/ScwbomQ+j6GfwGAVmk= | C:\Temp\vw\test data\ppmd_templates_NYUN2.rvt | 14
ppmd_templates_NYUN2.rvt | NYUN2 - MECHANICAL DESIGN | FALSE | Filtration¦Final % | Filtration_Final_% | TRUE | cc736e5f-46f5-476a-8d0a-ceb32d8d4e5a | zuRFBuNhCMsZHdPul6g8FxqP/ScwbomQ+j6GfwGAVmk= | C:\Temp\vw\test data\ppmd_templates_NYUN2.rvt | -
ppmd_templates_NYUN2.rvt | NYUN2 - MECHANICAL DESIGN | FALSE | Notes | Mech_Notes | TRUE | a32df790-0ab9-4c4a-b19c-511c2eef6d56 | zuRFBuNhCMsZHdPul6g8FxqP/ScwbomQ+j6GfwGAVmk= | C:\Temp\vw\test data\ppmd_templates_NYUN2.rvt | O, P
ppmd_templates_NYUN2.rvt | NYUN2 - MEDICAL GAS DESIGN | FALSE | MCA | MedGas_MCA | TRUE | 3b23ea7f-b9f1-4749-8a2b-eb6a4fab4cdc | zuRFBuNhCMsZHdPul6g8FxqP/ScwbomQ+j6GfwGAVmk= | C:\Temp\vw\test data\ppmd_templates_NYUN2.rvt | 3
ppmd_templates_NYUN2.rvt | NYUN2 - MEDICAL GAS DESIGN | FALSE | DCA | MedGas_DCA | TRUE | 20dc9c73-7465-4e8a-8300-4a8b5a46a91c | zuRFBuNhCMsZHdPul6g8FxqP/ScwbomQ+j6GfwGAVmk= | C:\Temp\vw\test data\ppmd_templates_NYUN2.rvt | -
ppmd_templates_NYUN2.rvt | NYUN2 - MEDICAL GAS DESIGN | FALSE | LA | MedGas_LA | TRUE | 99801083-d820-4c5f-ad07-ab168e1bbda0 | zuRFBuNhCMsZHdPul6g8FxqP/ScwbomQ+j6GfwGAVmk= | C:\Temp\vw\test data\ppmd_templates_NYUN2.rvt | -
ppmd_templates_NYUN2.rvt | NYUN2 - MEDICAL GAS DESIGN | FALSE | PA | MedGas_PA | TRUE | 55793ba6-1647-428e-86f6-5ce4153c7f2e | zuRFBuNhCMsZHdPul6g8FxqP/ScwbomQ+j6GfwGAVmk= | C:\Temp\vw\test data\ppmd_templates_NYUN2.rvt | -
ppmd_templates_NYUN2.rvt | NYUN2 - MEDICAL GAS DESIGN | FALSE | MV | MedGas_MV | TRUE | 0a0bec6d-9172-4a2c-9fb3-7616a08f677a | zuRFBuNhCMsZHdPul6g8FxqP/ScwbomQ+j6GfwGAVmk= | C:\Temp\vw\test data\ppmd_templates_NYUN2.rvt | 3
ppmd_templates_NYUN2.rvt | NYUN2 - MEDICAL GAS DESIGN | FALSE | DHV | MedGas_DHV | TRUE | 79779898-9917-494b-a027-0013b44e14f1 | zuRFBuNhCMsZHdPul6g8FxqP/ScwbomQ+j6GfwGAVmk= | C:\Temp\vw\test data\ppmd_templates_NYUN2.rvt | -
ppmd_templates_NYUN2.rvt | NYUN2 - MEDICAL GAS DESIGN | FALSE | DLV | MedGas_DLV | TRUE | bcdcef93-2e56-440a-a8f7-e9973eadba59 | zuRFBuNhCMsZHdPul6g8FxqP/ScwbomQ+j6GfwGAVmk= | C:\Temp\vw\test data\ppmd_templates_NYUN2.rvt | -
ppmd_templates_NYUN2.rvt | NYUN2 - MEDICAL GAS DESIGN | FALSE | LDE | MedGas_LDE | TRUE | cc6496eb-fa04-4455-81d4-1dfb1e6aaa52 | zuRFBuNhCMsZHdPul6g8FxqP/ScwbomQ+j6GfwGAVmk= | C:\Temp\vw\test data\ppmd_templates_NYUN2.rvt | -
ppmd_templates_NYUN2.rvt | NYUN2 - MEDICAL GAS DESIGN | FALSE | OX | MedGas_OX | TRUE | 59f6c2e0-639e-4476-adf0-a5c19b1199db | zuRFBuNhCMsZHdPul6g8FxqP/ScwbomQ+j6GfwGAVmk= | C:\Temp\vw\test data\ppmd_templates_NYUN2.rvt | 3
ppmd_templates_NYUN2.rvt | NYUN2 - MEDICAL GAS DESIGN | FALSE | NO | MedGas_NO | TRUE | 1f31b342-99ad-494b-90ce-f27b8fc04b75 | zuRFBuNhCMsZHdPul6g8FxqP/ScwbomQ+j6GfwGAVmk= | C:\Temp\vw\test data\ppmd_templates_NYUN2.rvt | -
ppmd_templates_NYUN2.rvt | NYUN2 - MEDICAL GAS DESIGN | FALSE | NI | MedGas_NI | TRUE | ea24567d-1f4e-45f9-907f-a79ef8b323b1 | zuRFBuNhCMsZHdPul6g8FxqP/ScwbomQ+j6GfwGAVmk= | C:\Temp\vw\test data\ppmd_templates_NYUN2.rvt | -
ppmd_templates_NYUN2.rvt | NYUN2 - MEDICAL GAS DESIGN | FALSE | WAGD | MedGas_WAGD | TRUE | 1aa3572e-5073-44b4-acb3-ff8739230b69 | zuRFBuNhCMsZHdPul6g8FxqP/ScwbomQ+j6GfwGAVmk= | C:\Temp\vw\test data\ppmd_templates_NYUN2.rvt | -
ppmd_templates_NYUN2.rvt | NYUN2 - MEDICAL GAS DESIGN | FALSE | Notes1 | MedGas_Notes | TRUE | 69d1283f-21ef-46f3-9ebb-e36d00ef4da3 | zuRFBuNhCMsZHdPul6g8FxqP/ScwbomQ+j6GfwGAVmk= | C:\Temp\vw\test data\ppmd_templates_NYUN2.rvt | G
ppmd_templates_NYUN2.rvt | NYUN2 - MEDICAL GAS DESIGN | FALSE | Notes2 | MedGas_Notes2 | TRUE | 867f4341-094b-4cc7-b128-8c28392e09cd | zuRFBuNhCMsZHdPul6g8FxqP/ScwbomQ+j6GfwGAVmk= | C:\Temp\vw\test data\ppmd_templates_NYUN2.rvt
ppmd_templates_NYUN2.rvt | NYUN2 - STRUCTURAL DESIGN | FALSE | Structural Load¦psf | Str_FloorLoad_psf | TRUE | 654b90c9-d71e-4bcd-9f27-a1532becca95 | zuRFBuNhCMsZHdPul6g8FxqP/ScwbomQ+j6GfwGAVmk= | C:\Temp\vw\test data\ppmd_templates_NYUN2.rvt | 60
ppmd_templates_NYUN2.rvt | NYUN2 - STRUCTURAL DESIGN | FALSE | Structural Load¦kPA | Str_FloorLoad_kPA | FALSE |  | zuRFBuNhCMsZHdPul6g8FxqP/ScwbomQ+j6GfwGAVmk= | C:\Temp\vw\test data\ppmd_templates_NYUN2.rvt | 3
ppmd_templates_NYUN2.rvt | NYUN2 - STRUCTURAL DESIGN | FALSE | Notes | Str_Notes | TRUE | 509b36e6-cf53-4158-b357-61e3cedd6faa | zuRFBuNhCMsZHdPul6g8FxqP/ScwbomQ+j6GfwGAVmk= | C:\Temp\vw\test data\ppmd_templates_NYUN2.rvt
ppmd_templates_OFD01.rvt | OFD01 - DOOR SCHEDULE | FALSE | Mark | Construction Type | FALSE |  | k/+H4op0Wb5DbhOlLiA0AKYUOzsiI2LMSZEMmmjxZfA= | C:\Temp\vw\test data\ppmd_templates_OFD01.rvt | A
ppmd_templates_OFD01.rvt | OFD01 - DOOR SCHEDULE | FALSE | Type | Family | FALSE |  | k/+H4op0Wb5DbhOlLiA0AKYUOzsiI2LMSZEMmmjxZfA= | C:\Temp\vw\test data\ppmd_templates_OFD01.rvt | Single-Flush
ppmd_templates_OFD01.rvt | OFD01 - DOOR SCHEDULE | FALSE | Count | Count | FALSE |  | k/+H4op0Wb5DbhOlLiA0AKYUOzsiI2LMSZEMmmjxZfA= | C:\Temp\vw\test data\ppmd_templates_OFD01.rvt | 1
ppmd_templates_OFD01.rvt | OFD01 - DOOR SCHEDULE | FALSE | Height¦ft - in | Height | FALSE |  | k/+H4op0Wb5DbhOlLiA0AKYUOzsiI2LMSZEMmmjxZfA= | C:\Temp\vw\test data\ppmd_templates_OFD01.rvt | 7' - 0"
ppmd_templates_OFD01.rvt | OFD01 - DOOR SCHEDULE | FALSE | Width¦ft - in | Width | FALSE |  | k/+H4op0Wb5DbhOlLiA0AKYUOzsiI2LMSZEMmmjxZfA= | C:\Temp\vw\test data\ppmd_templates_OFD01.rvt | 3' - 0"
ppmd_templates_OFD01.rvt | OFD01 - DOOR SCHEDULE | FALSE | Notes | Type Comments | FALSE |  | k/+H4op0Wb5DbhOlLiA0AKYUOzsiI2LMSZEMmmjxZfA= | C:\Temp\vw\test data\ppmd_templates_OFD01.rvt
ppmd_templates_OFD01.rvt | OFD01 - ELECTRICAL DESIGN | FALSE | Lighting¦LUX1 | Light_Level_LUX | TRUE | fc853981-f613-4f05-81bd-e48fb947424b | k/+H4op0Wb5DbhOlLiA0AKYUOzsiI2LMSZEMmmjxZfA= | C:\Temp\vw\test data\ppmd_templates_OFD01.rvt
ppmd_templates_OFD01.rvt | OFD01 - ELECTRICAL DESIGN | FALSE | Lighting¦Footcandles1 | Light_Level_FC | FALSE |  | k/+H4op0Wb5DbhOlLiA0AKYUOzsiI2LMSZEMmmjxZfA= | C:\Temp\vw\test data\ppmd_templates_OFD01.rvt
ppmd_templates_OFD01.rvt | OFD01 - ELECTRICAL DESIGN | FALSE | Lighting¦LUX2 | Light_Level_LUX2 | TRUE | 172f1cff-58cc-41cd-b888-0e7a81d2bf40 | k/+H4op0Wb5DbhOlLiA0AKYUOzsiI2LMSZEMmmjxZfA= | C:\Temp\vw\test data\ppmd_templates_OFD01.rvt
ppmd_templates_OFD01.rvt | OFD01 - ELECTRICAL DESIGN | FALSE | Lighting¦Footcandles2 | Light_Level_FC2 | FALSE |  | k/+H4op0Wb5DbhOlLiA0AKYUOzsiI2LMSZEMmmjxZfA= | C:\Temp\vw\test data\ppmd_templates_OFD01.rvt
ppmd_templates_OFD01.rvt | OFD01 - ELECTRICAL DESIGN | FALSE | Lighting¦Notes | Light_Notes | TRUE | a36245ac-ea57-45c2-bac5-bed4d04a4f78 | k/+H4op0Wb5DbhOlLiA0AKYUOzsiI2LMSZEMmmjxZfA= | C:\Temp\vw\test data\ppmd_templates_OFD01.rvt
ppmd_templates_OFD01.rvt | OFD01 - ELECTRICAL DESIGN | FALSE | Lighting¦Notes2 | Light_Notes2 | TRUE | 6d0b4891-ce4c-45f8-9560-387866098a10 | k/+H4op0Wb5DbhOlLiA0AKYUOzsiI2LMSZEMmmjxZfA= | C:\Temp\vw\test data\ppmd_templates_OFD01.rvt
ppmd_templates_OFD01.rvt | OFD01 - ELECTRICAL DESIGN | FALSE | Essential Power¦% Power | ES_Power% | TRUE | 7cbfe71a-865f-4cf4-b400-c67e3939439b | k/+H4op0Wb5DbhOlLiA0AKYUOzsiI2LMSZEMmmjxZfA= | C:\Temp\vw\test data\ppmd_templates_OFD01.rvt | -
ppmd_templates_OFD01.rvt | OFD01 - ELECTRICAL DESIGN | FALSE | Essential Power¦% Light | ES_Light% | TRUE | af00a8bb-40cb-434a-a7e5-b4140f3c844f | k/+H4op0Wb5DbhOlLiA0AKYUOzsiI2LMSZEMmmjxZfA= | C:\Temp\vw\test data\ppmd_templates_OFD01.rvt | -
ppmd_templates_OFD01.rvt | OFD01 - ELECTRICAL DESIGN | FALSE | Essential Power¦Notes | ES_Notes | TRUE | 0c3ae867-1060-40b5-bb68-261d16a167a0 | k/+H4op0Wb5DbhOlLiA0AKYUOzsiI2LMSZEMmmjxZfA= | C:\Temp\vw\test data\ppmd_templates_OFD01.rvt | -
ppmd_templates_OFD01.rvt | OFD01 - EQUIPMENT SCHEDULE | TRUE | JSN | JSN | TRUE | 8632cd76-2ab9-457d-8db7-39197de446a2 | k/+H4op0Wb5DbhOlLiA0AKYUOzsiI2LMSZEMmmjxZfA= | C:\Temp\vw\test data\ppmd_templates_OFD01.rvt | A1066¦A5075¦A5080¦A5145¦A5180¦A6046¦E0078¦F0205¦F0275¦F0410¦F2000¦F2010¦F3200¦M1620¦M1801¦P3100
ppmd_templates_OFD01.rvt | OFD01 - EQUIPMENT SCHEDULE | TRUE | Nomenclature | Nomenclature | TRUE | f004b755-1952-4a21-a1c1-98f41ef6a86c | k/+H4op0Wb5DbhOlLiA0AKYUOzsiI2LMSZEMmmjxZfA= | C:\Temp\vw\test data\ppmd_templates_OFD01.rvt | Mirror, Float Glass, With SS Frame¦Dispenser, Soap, Disposable¦Dispenser, Paper Towel, SS, Surface Mounted¦Hook, Garment, Double, SS, Surface Mounted¦Track, Cubicle, Surface Mounted, With Curtain¦Artwork, Decorative, With Frame¦Workstation, L-Shaped w/Peninsula, Free Std, 78x72¦Chair, Side With Arms¦Chair, Swivel, High Back¦Cabinet, Filing, Half Height, 2 Drawer¦Basket, Wastepaper, Round, Metal¦Basket, Wastepaper, Step-On¦Clock, Battery, 12" Diameter¦Holder, Chart, Patient, Wall or Door Mounted¦Computer, Microprocessing, w/Flat Panel Monitor¦Lavatory, Vitreous China, Slab Type
ppmd_templates_OFD01.rvt | OFD01 - EQUIPMENT SCHEDULE | TRUE | Qty | Count | FALSE |  | k/+H4op0Wb5DbhOlLiA0AKYUOzsiI2LMSZEMmmjxZfA= | C:\Temp\vw\test data\ppmd_templates_OFD01.rvt | 1¦1¦1¦1¦1¦1¦1¦2¦1¦1¦1¦1¦1¦1¦1¦1
ppmd_templates_OFD01.rvt | OFD01 - EQUIPMENT SCHEDULE | TRUE | LF | Comments | FALSE |  | k/+H4op0Wb5DbhOlLiA0AKYUOzsiI2LMSZEMmmjxZfA= | C:\Temp\vw\test data\ppmd_templates_OFD01.rvt | 10'-0"
ppmd_templates_OFD01.rvt | OFD01 - EQUIPMENT SCHEDULE | TRUE | Logistics¦AR | CAT_Army | TRUE | fa0e0053-bcc4-42e8-881f-6a4690f994c9 | k/+H4op0Wb5DbhOlLiA0AKYUOzsiI2LMSZEMmmjxZfA= | C:\Temp\vw\test data\ppmd_templates_OFD01.rvt | A¦C¦A¦A¦A¦C¦C¦C¦C¦C¦C¦C¦C¦A¦C¦A
ppmd_templates_OFD01.rvt | OFD01 - EQUIPMENT SCHEDULE | TRUE | Logistics¦NA | CAT_Navy | TRUE | 183e77a6-b75d-41a5-8f81-f6abfee236ec | k/+H4op0Wb5DbhOlLiA0AKYUOzsiI2LMSZEMmmjxZfA= | C:\Temp\vw\test data\ppmd_templates_OFD01.rvt | A¦C¦A¦A¦A¦C¦C¦C¦C¦C¦C¦C¦C¦A¦C¦A
ppmd_templates_OFD01.rvt | OFD01 - EQUIPMENT SCHEDULE | TRUE | Logistics¦AF | CAT_AF | TRUE | 053816d3-2f83-4e72-9b30-0a25ff75573f | k/+H4op0Wb5DbhOlLiA0AKYUOzsiI2LMSZEMmmjxZfA= | C:\Temp\vw\test data\ppmd_templates_OFD01.rvt | A¦C¦A¦A¦A¦C¦C¦C¦C¦C¦C¦C¦C¦A¦C¦A
ppmd_templates_OFD01.rvt | OFD01 - EQUIPMENT SCHEDULE | TRUE | Logistics¦VA | CAT_VA | TRUE | abab06e0-bc20-4958-a9a7-acf73c376614 | k/+H4op0Wb5DbhOlLiA0AKYUOzsiI2LMSZEMmmjxZfA= | C:\Temp\vw\test data\ppmd_templates_OFD01.rvt | A¦C¦A¦A¦A¦C¦C¦C¦C¦C¦C¦C¦C¦A¦C¦A
ppmd_templates_OFD01.rvt | OFD01 - EQUIPMENT SCHEDULE | TRUE | Utilities¦1 | UTIL_1_WaterDrain | TRUE | 594b780e-c62e-473b-9f66-4d3db2fa1b7f | k/+H4op0Wb5DbhOlLiA0AKYUOzsiI2LMSZEMmmjxZfA= | C:\Temp\vw\test data\ppmd_templates_OFD01.rvt | -¦-¦-¦-¦-¦-¦-¦-¦-¦-¦-¦-¦-¦-¦-¦D
ppmd_templates_OFD01.rvt | OFD01 - EQUIPMENT SCHEDULE | TRUE | Utilities¦2 | UTIL_2_Elec | TRUE | 28082216-138e-4a2f-9824-e96dbd7e3cd0 | k/+H4op0Wb5DbhOlLiA0AKYUOzsiI2LMSZEMmmjxZfA= | C:\Temp\vw\test data\ppmd_templates_OFD01.rvt | -¦-¦-¦-¦-¦-¦A¦-¦-¦-¦-¦-¦-¦-¦A¦-
ppmd_templates_OFD01.rvt | OFD01 - EQUIPMENT SCHEDULE | TRUE | Utilities¦3 | UTIL_3_MedGas | TRUE | 22af1ef2-54f0-4b6e-b40a-7064dfb8769c | k/+H4op0Wb5DbhOlLiA0AKYUOzsiI2LMSZEMmmjxZfA= | C:\Temp\vw\test data\ppmd_templates_OFD01.rvt | -¦-¦-¦-¦-¦-¦-¦-¦-¦-¦-¦-¦-¦-¦-¦-
ppmd_templates_OFD01.rvt | OFD01 - EQUIPMENT SCHEDULE | TRUE | Utilities¦4 | UTIL_4_MiscGas | TRUE | 745b8c3e-fd4a-4430-994a-d25826e1e484 | k/+H4op0Wb5DbhOlLiA0AKYUOzsiI2LMSZEMmmjxZfA= | C:\Temp\vw\test data\ppmd_templates_OFD01.rvt | -¦-¦-¦-¦-¦-¦-¦-¦-¦-¦-¦-¦-¦-¦-¦-
ppmd_templates_OFD01.rvt | OFD01 - EQUIPMENT SCHEDULE | TRUE | Utilities¦5 | UTIL_5_NonMedGas | TRUE | 323edf97-d058-44ef-a0fb-1836c80554d8 | k/+H4op0Wb5DbhOlLiA0AKYUOzsiI2LMSZEMmmjxZfA= | C:\Temp\vw\test data\ppmd_templates_OFD01.rvt | -¦-¦-¦-¦-¦-¦-¦-¦-¦-¦-¦-¦-¦-¦-¦-
ppmd_templates_OFD01.rvt | OFD01 - EQUIPMENT SCHEDULE | TRUE | Utilities¦6 | UTIL_6_Misc | TRUE | 38083e2d-8ba3-4868-9752-742b7a4a9586 | k/+H4op0Wb5DbhOlLiA0AKYUOzsiI2LMSZEMmmjxZfA= | C:\Temp\vw\test data\ppmd_templates_OFD01.rvt | -¦-¦-¦-¦-¦-¦-¦-¦-¦-¦-¦-¦-¦-¦-¦-
ppmd_templates_OFD01.rvt | OFD01 - INTERIOR DESIGN | FALSE | Floor Finish¦Preferred | Floor Finish | FALSE |  | k/+H4op0Wb5DbhOlLiA0AKYUOzsiI2LMSZEMmmjxZfA= | C:\Temp\vw\test data\ppmd_templates_OFD01.rvt | UT
ppmd_templates_OFD01.rvt | OFD01 - INTERIOR DESIGN | FALSE | Floor Finish¦Alternate | Floor Finish2 | TRUE | 4030719d-a272-441a-8bfa-d5eb510a1687 | k/+H4op0Wb5DbhOlLiA0AKYUOzsiI2LMSZEMmmjxZfA= | C:\Temp\vw\test data\ppmd_templates_OFD01.rvt
ppmd_templates_OFD01.rvt | OFD01 - INTERIOR DESIGN | FALSE | Wall Finish¦Preferred | Wall Finish | FALSE |  | k/+H4op0Wb5DbhOlLiA0AKYUOzsiI2LMSZEMmmjxZfA= | C:\Temp\vw\test data\ppmd_templates_OFD01.rvt | GPT
ppmd_templates_OFD01.rvt | OFD01 - INTERIOR DESIGN | FALSE | Wall Finish¦Alternate | Wall Finish2 | TRUE | 5a49d499-57b3-4e1f-afc0-4c041c862be1 | k/+H4op0Wb5DbhOlLiA0AKYUOzsiI2LMSZEMmmjxZfA= | C:\Temp\vw\test data\ppmd_templates_OFD01.rvt
ppmd_templates_OFD01.rvt | OFD01 - INTERIOR DESIGN | FALSE | Ceiling Finish¦Preferred | Ceiling Finish | FALSE |  | k/+H4op0Wb5DbhOlLiA0AKYUOzsiI2LMSZEMmmjxZfA= | C:\Temp\vw\test data\ppmd_templates_OFD01.rvt | AT1
ppmd_templates_OFD01.rvt | OFD01 - INTERIOR DESIGN | FALSE | Ceiling Finish¦Alternate | Ceiling Finish2 | TRUE | acb31fd1-378b-4329-97b0-400ae39b5bc4 | k/+H4op0Wb5DbhOlLiA0AKYUOzsiI2LMSZEMmmjxZfA= | C:\Temp\vw\test data\ppmd_templates_OFD01.rvt
ppmd_templates_OFD01.rvt | OFD01 - INTERIOR DESIGN | FALSE | Room Height¦ft - in | Ceiling_Hgt_IP | TRUE | 9f14ca4f-2465-4385-a17c-7aa549f64c09 | k/+H4op0Wb5DbhOlLiA0AKYUOzsiI2LMSZEMmmjxZfA= | C:\Temp\vw\test data\ppmd_templates_OFD01.rvt | 8' - 0"
ppmd_templates_OFD01.rvt | OFD01 - INTERIOR DESIGN | FALSE | Room Noise¦Min NC | Noise_NC_MIN | TRUE | 8c49df6c-7d6b-49fd-9459-f57d0921d704 | k/+H4op0Wb5DbhOlLiA0AKYUOzsiI2LMSZEMmmjxZfA= | C:\Temp\vw\test data\ppmd_templates_OFD01.rvt | 30
ppmd_templates_OFD01.rvt | OFD01 - INTERIOR DESIGN | FALSE | Room Noise¦Max NC | Noise_NC_MAX | TRUE | 629b571a-1c14-443c-b8e8-1130b5edb513 | k/+H4op0Wb5DbhOlLiA0AKYUOzsiI2LMSZEMmmjxZfA= | C:\Temp\vw\test data\ppmd_templates_OFD01.rvt | 40
ppmd_templates_OFD01.rvt | OFD01 - INTERIOR DESIGN | FALSE | Room Noise¦SC | Noise_SC | TRUE | 44bf9cd1-070a-432c-87d9-26a3211cfe07 | k/+H4op0Wb5DbhOlLiA0AKYUOzsiI2LMSZEMmmjxZfA= | C:\Temp\vw\test data\ppmd_templates_OFD01.rvt | 50
ppmd_templates_OFD01.rvt | OFD01 - MECHANICAL DESIGN | FALSE | Air Balance | Air_Balance | TRUE | 587b3cf9-4450-4d95-b8ef-0e93665dbd91 | k/+H4op0Wb5DbhOlLiA0AKYUOzsiI2LMSZEMmmjxZfA= | C:\Temp\vw\test data\ppmd_templates_OFD01.rvt | 0
ppmd_templates_OFD01.rvt | OFD01 - MECHANICAL DESIGN | FALSE | Air Changes Total | Air_Changes_Total | TRUE | 3988d7f3-0f28-4410-866c-5bc65e1d842a | k/+H4op0Wb5DbhOlLiA0AKYUOzsiI2LMSZEMmmjxZfA= | C:\Temp\vw\test data\ppmd_templates_OFD01.rvt | 2
ppmd_templates_OFD01.rvt | OFD01 - MECHANICAL DESIGN | FALSE | Air Changes OA | Air_Changes_OA | TRUE | b7af949f-3b64-4f85-9391-d9f17dcaad1e | k/+H4op0Wb5DbhOlLiA0AKYUOzsiI2LMSZEMmmjxZfA= | C:\Temp\vw\test data\ppmd_templates_OFD01.rvt | 6
ppmd_templates_OFD01.rvt | OFD01 - MECHANICAL DESIGN | FALSE | 100% Exhaust Air | Exhaust_Air_100% | TRUE | 62b97784-583b-47d5-90a3-a90bbb961b6e | k/+H4op0Wb5DbhOlLiA0AKYUOzsiI2LMSZEMmmjxZfA= | C:\Temp\vw\test data\ppmd_templates_OFD01.rvt | -
ppmd_templates_OFD01.rvt | OFD01 - MECHANICAL DESIGN | FALSE | Summer Temp¦F | Temp_Summer_F | TRUE | 1cbf6964-bd0f-4852-b367-ef4828e2e2cc | k/+H4op0Wb5DbhOlLiA0AKYUOzsiI2LMSZEMmmjxZfA= | C:\Temp\vw\test data\ppmd_templates_OFD01.rvt
ppmd_templates_OFD01.rvt | OFD01 - MECHANICAL DESIGN | FALSE | Summer Temp¦C | Temp_Summer_C | FALSE |  | k/+H4op0Wb5DbhOlLiA0AKYUOzsiI2LMSZEMmmjxZfA= | C:\Temp\vw\test data\ppmd_templates_OFD01.rvt
ppmd_templates_OFD01.rvt | OFD01 - MECHANICAL DESIGN | FALSE | Summer Temp¦Note | Temp_Summer_Note | TRUE | 6248fa3c-bb43-4e1c-91bb-60e102e573b7 | k/+H4op0Wb5DbhOlLiA0AKYUOzsiI2LMSZEMmmjxZfA= | C:\Temp\vw\test data\ppmd_templates_OFD01.rvt
ppmd_templates_OFD01.rvt | OFD01 - MECHANICAL DESIGN | FALSE | Winter Temp¦F | Temp_Winter_F | TRUE | b4f9888f-41ad-47ef-a6af-145b3de732c9 | k/+H4op0Wb5DbhOlLiA0AKYUOzsiI2LMSZEMmmjxZfA= | C:\Temp\vw\test data\ppmd_templates_OFD01.rvt | 68
ppmd_templates_OFD01.rvt | OFD01 - MECHANICAL DESIGN | FALSE | Winter Temp¦C | Temp_Winter_C | FALSE |  | k/+H4op0Wb5DbhOlLiA0AKYUOzsiI2LMSZEMmmjxZfA= | C:\Temp\vw\test data\ppmd_templates_OFD01.rvt | 20
ppmd_templates_OFD01.rvt | OFD01 - MECHANICAL DESIGN | FALSE | Winter Temp¦Note | Temp_Winter_Note | TRUE | aacd83fc-f530-464e-b089-01667d3c52cd | k/+H4op0Wb5DbhOlLiA0AKYUOzsiI2LMSZEMmmjxZfA= | C:\Temp\vw\test data\ppmd_templates_OFD01.rvt
ppmd_templates_OFD01.rvt | OFD01 - MECHANICAL DESIGN | FALSE | Max Relative Humidity | Relative_Humidity | TRUE | 36ead6c1-4384-4a65-8654-06a60aef94cb | k/+H4op0Wb5DbhOlLiA0AKYUOzsiI2LMSZEMmmjxZfA= | C:\Temp\vw\test data\ppmd_templates_OFD01.rvt | -
ppmd_templates_OFD01.rvt | OFD01 - MECHANICAL DESIGN | FALSE | Filtration¦Interm % | Filtration_Inter_% | TRUE | 4f03ad65-f905-419e-a0cf-8f58fe921fbc | k/+H4op0Wb5DbhOlLiA0AKYUOzsiI2LMSZEMmmjxZfA= | C:\Temp\vw\test data\ppmd_templates_OFD01.rvt | 14
ppmd_templates_OFD01.rvt | OFD01 - MECHANICAL DESIGN | FALSE | Filtration¦Final % | Filtration_Final_% | TRUE | cc736e5f-46f5-476a-8d0a-ceb32d8d4e5a | k/+H4op0Wb5DbhOlLiA0AKYUOzsiI2LMSZEMmmjxZfA= | C:\Temp\vw\test data\ppmd_templates_OFD01.rvt | -
ppmd_templates_OFD01.rvt | OFD01 - MECHANICAL DESIGN | FALSE | Notes | Mech_Notes | TRUE | a32df790-0ab9-4c4a-b19c-511c2eef6d56 | k/+H4op0Wb5DbhOlLiA0AKYUOzsiI2LMSZEMmmjxZfA= | C:\Temp\vw\test data\ppmd_templates_OFD01.rvt | -
ppmd_templates_OFD01.rvt | OFD01 - MEDICAL GAS DESIGN | FALSE | MCA | MedGas_MCA | TRUE | 3b23ea7f-b9f1-4749-8a2b-eb6a4fab4cdc | k/+H4op0Wb5DbhOlLiA0AKYUOzsiI2LMSZEMmmjxZfA= | C:\Temp\vw\test data\ppmd_templates_OFD01.rvt | -
ppmd_templates_OFD01.rvt | OFD01 - MEDICAL GAS DESIGN | FALSE | DCA | MedGas_DCA | TRUE | 20dc9c73-7465-4e8a-8300-4a8b5a46a91c | k/+H4op0Wb5DbhOlLiA0AKYUOzsiI2LMSZEMmmjxZfA= | C:\Temp\vw\test data\ppmd_templates_OFD01.rvt | -
ppmd_templates_OFD01.rvt | OFD01 - MEDICAL GAS DESIGN | FALSE | LA | MedGas_LA | TRUE | 99801083-d820-4c5f-ad07-ab168e1bbda0 | k/+H4op0Wb5DbhOlLiA0AKYUOzsiI2LMSZEMmmjxZfA= | C:\Temp\vw\test data\ppmd_templates_OFD01.rvt | -
ppmd_templates_OFD01.rvt | OFD01 - MEDICAL GAS DESIGN | FALSE | PA | MedGas_PA | TRUE | 55793ba6-1647-428e-86f6-5ce4153c7f2e | k/+H4op0Wb5DbhOlLiA0AKYUOzsiI2LMSZEMmmjxZfA= | C:\Temp\vw\test data\ppmd_templates_OFD01.rvt | -
ppmd_templates_OFD01.rvt | OFD01 - MEDICAL GAS DESIGN | FALSE | MV | MedGas_MV | TRUE | 0a0bec6d-9172-4a2c-9fb3-7616a08f677a | k/+H4op0Wb5DbhOlLiA0AKYUOzsiI2LMSZEMmmjxZfA= | C:\Temp\vw\test data\ppmd_templates_OFD01.rvt | -
ppmd_templates_OFD01.rvt | OFD01 - MEDICAL GAS DESIGN | FALSE | DHV | MedGas_DHV | TRUE | 79779898-9917-494b-a027-0013b44e14f1 | k/+H4op0Wb5DbhOlLiA0AKYUOzsiI2LMSZEMmmjxZfA= | C:\Temp\vw\test data\ppmd_templates_OFD01.rvt | -
ppmd_templates_OFD01.rvt | OFD01 - MEDICAL GAS DESIGN | FALSE | DLV | MedGas_DLV | TRUE | bcdcef93-2e56-440a-a8f7-e9973eadba59 | k/+H4op0Wb5DbhOlLiA0AKYUOzsiI2LMSZEMmmjxZfA= | C:\Temp\vw\test data\ppmd_templates_OFD01.rvt | -
ppmd_templates_OFD01.rvt | OFD01 - MEDICAL GAS DESIGN | FALSE | LDE | MedGas_LDE | TRUE | cc6496eb-fa04-4455-81d4-1dfb1e6aaa52 | k/+H4op0Wb5DbhOlLiA0AKYUOzsiI2LMSZEMmmjxZfA= | C:\Temp\vw\test data\ppmd_templates_OFD01.rvt | -
ppmd_templates_OFD01.rvt | OFD01 - MEDICAL GAS DESIGN | FALSE | OX | MedGas_OX | TRUE | 59f6c2e0-639e-4476-adf0-a5c19b1199db | k/+H4op0Wb5DbhOlLiA0AKYUOzsiI2LMSZEMmmjxZfA= | C:\Temp\vw\test data\ppmd_templates_OFD01.rvt | -
ppmd_templates_OFD01.rvt | OFD01 - MEDICAL GAS DESIGN | FALSE | NO | MedGas_NO | TRUE | 1f31b342-99ad-494b-90ce-f27b8fc04b75 | k/+H4op0Wb5DbhOlLiA0AKYUOzsiI2LMSZEMmmjxZfA= | C:\Temp\vw\test data\ppmd_templates_OFD01.rvt | -
ppmd_templates_OFD01.rvt | OFD01 - MEDICAL GAS DESIGN | FALSE | NI | MedGas_NI | TRUE | ea24567d-1f4e-45f9-907f-a79ef8b323b1 | k/+H4op0Wb5DbhOlLiA0AKYUOzsiI2LMSZEMmmjxZfA= | C:\Temp\vw\test data\ppmd_templates_OFD01.rvt | -
ppmd_templates_OFD01.rvt | OFD01 - MEDICAL GAS DESIGN | FALSE | WAGD | MedGas_WAGD | TRUE | 1aa3572e-5073-44b4-acb3-ff8739230b69 | k/+H4op0Wb5DbhOlLiA0AKYUOzsiI2LMSZEMmmjxZfA= | C:\Temp\vw\test data\ppmd_templates_OFD01.rvt | -
ppmd_templates_OFD01.rvt | OFD01 - MEDICAL GAS DESIGN | FALSE | Notes1 | MedGas_Notes | TRUE | 69d1283f-21ef-46f3-9ebb-e36d00ef4da3 | k/+H4op0Wb5DbhOlLiA0AKYUOzsiI2LMSZEMmmjxZfA= | C:\Temp\vw\test data\ppmd_templates_OFD01.rvt | -
ppmd_templates_OFD01.rvt | OFD01 - MEDICAL GAS DESIGN | FALSE | Notes2 | MedGas_Notes2 | TRUE | 867f4341-094b-4cc7-b128-8c28392e09cd | k/+H4op0Wb5DbhOlLiA0AKYUOzsiI2LMSZEMmmjxZfA= | C:\Temp\vw\test data\ppmd_templates_OFD01.rvt
ppmd_templates_OFD01.rvt | OFD01 - STRUCTURAL DESIGN | FALSE | Structural Load¦psf | Str_FloorLoad_psf | TRUE | 654b90c9-d71e-4bcd-9f27-a1532becca95 | k/+H4op0Wb5DbhOlLiA0AKYUOzsiI2LMSZEMmmjxZfA= | C:\Temp\vw\test data\ppmd_templates_OFD01.rvt | 60
ppmd_templates_OFD01.rvt | OFD01 - STRUCTURAL DESIGN | FALSE | Structural Load¦kPA | Str_FloorLoad_kPA | FALSE |  | k/+H4op0Wb5DbhOlLiA0AKYUOzsiI2LMSZEMmmjxZfA= | C:\Temp\vw\test data\ppmd_templates_OFD01.rvt | 3
ppmd_templates_OFD01.rvt | OFD01 - STRUCTURAL DESIGN | FALSE | Notes | Str_Notes | TRUE | 509b36e6-cf53-4158-b357-61e3cedd6faa | k/+H4op0Wb5DbhOlLiA0AKYUOzsiI2LMSZEMmmjxZfA= | C:\Temp\vw\test data\ppmd_templates_OFD01.rvt
ppmd_templates_OFD01.rvt | OFDO1 - DATA/TELEPHONE EQUIPMENT | FALSE | JSN | JSN | TRUE | 8632cd76-2ab9-457d-8db7-39197de446a2 | k/+H4op0Wb5DbhOlLiA0AKYUOzsiI2LMSZEMmmjxZfA= | C:\Temp\vw\test data\ppmd_templates_OFD01.rvt
ppmd_templates_OFD01.rvt | OFDO1 - DATA/TELEPHONE EQUIPMENT | FALSE | Nomenclature | Nomenclature | TRUE | f004b755-1952-4a21-a1c1-98f41ef6a86c | k/+H4op0Wb5DbhOlLiA0AKYUOzsiI2LMSZEMmmjxZfA= | C:\Temp\vw\test data\ppmd_templates_OFD01.rvt
ppmd_templates_OFD01.rvt | OFDO1 - DATA/TELEPHONE EQUIPMENT | FALSE | Qty | Count | FALSE |  | k/+H4op0Wb5DbhOlLiA0AKYUOzsiI2LMSZEMmmjxZfA= | C:\Temp\vw\test data\ppmd_templates_OFD01.rvt
ppmd_templates_OFD01.rvt | OFDO1 - DATA/TELEPHONE EQUIPMENT | FALSE | Logistics¦AR | CAT_Army | TRUE | fa0e0053-bcc4-42e8-881f-6a4690f994c9 | k/+H4op0Wb5DbhOlLiA0AKYUOzsiI2LMSZEMmmjxZfA= | C:\Temp\vw\test data\ppmd_templates_OFD01.rvt
ppmd_templates_OFD01.rvt | OFDO1 - DATA/TELEPHONE EQUIPMENT | FALSE | Logistics¦NA | CAT_Navy | TRUE | 183e77a6-b75d-41a5-8f81-f6abfee236ec | k/+H4op0Wb5DbhOlLiA0AKYUOzsiI2LMSZEMmmjxZfA= | C:\Temp\vw\test data\ppmd_templates_OFD01.rvt
ppmd_templates_OFD01.rvt | OFDO1 - DATA/TELEPHONE EQUIPMENT | FALSE | Logistics¦AF | CAT_AF | TRUE | 053816d3-2f83-4e72-9b30-0a25ff75573f | k/+H4op0Wb5DbhOlLiA0AKYUOzsiI2LMSZEMmmjxZfA= | C:\Temp\vw\test data\ppmd_templates_OFD01.rvt
ppmd_templates_OFD01.rvt | OFDO1 - DATA/TELEPHONE EQUIPMENT | FALSE | Logistics¦VA | CAT_VA | TRUE | abab06e0-bc20-4958-a9a7-acf73c376614 | k/+H4op0Wb5DbhOlLiA0AKYUOzsiI2LMSZEMmmjxZfA= | C:\Temp\vw\test data\ppmd_templates_OFD01.rvt
ppmd_templates_OFD02.rvt | OFD02 - DATA/TELEPHONE EQUIPMENT | FALSE | JSN | JSN | TRUE | 8632cd76-2ab9-457d-8db7-39197de446a2 | KrFf7urXSjv7Xt0QI+nrSDA4g0C0NvPllpyqWE74Ro0= | C:\Temp\vw\test data\ppmd_templates_OFD02.rvt
ppmd_templates_OFD02.rvt | OFD02 - DATA/TELEPHONE EQUIPMENT | FALSE | Nomenclature | Nomenclature | TRUE | f004b755-1952-4a21-a1c1-98f41ef6a86c | KrFf7urXSjv7Xt0QI+nrSDA4g0C0NvPllpyqWE74Ro0= | C:\Temp\vw\test data\ppmd_templates_OFD02.rvt
ppmd_templates_OFD02.rvt | OFD02 - DATA/TELEPHONE EQUIPMENT | FALSE | Qty | Count | FALSE |  | KrFf7urXSjv7Xt0QI+nrSDA4g0C0NvPllpyqWE74Ro0= | C:\Temp\vw\test data\ppmd_templates_OFD02.rvt
ppmd_templates_OFD02.rvt | OFD02 - DATA/TELEPHONE EQUIPMENT | FALSE | Logistics¦AR | CAT_Army | TRUE | fa0e0053-bcc4-42e8-881f-6a4690f994c9 | KrFf7urXSjv7Xt0QI+nrSDA4g0C0NvPllpyqWE74Ro0= | C:\Temp\vw\test data\ppmd_templates_OFD02.rvt
ppmd_templates_OFD02.rvt | OFD02 - DATA/TELEPHONE EQUIPMENT | FALSE | Logistics¦NA | CAT_Navy | TRUE | 183e77a6-b75d-41a5-8f81-f6abfee236ec | KrFf7urXSjv7Xt0QI+nrSDA4g0C0NvPllpyqWE74Ro0= | C:\Temp\vw\test data\ppmd_templates_OFD02.rvt
ppmd_templates_OFD02.rvt | OFD02 - DATA/TELEPHONE EQUIPMENT | FALSE | Logistics¦AF | CAT_AF | TRUE | 053816d3-2f83-4e72-9b30-0a25ff75573f | KrFf7urXSjv7Xt0QI+nrSDA4g0C0NvPllpyqWE74Ro0= | C:\Temp\vw\test data\ppmd_templates_OFD02.rvt
ppmd_templates_OFD02.rvt | OFD02 - DATA/TELEPHONE EQUIPMENT | FALSE | Logistics¦VA | CAT_VA | TRUE | abab06e0-bc20-4958-a9a7-acf73c376614 | KrFf7urXSjv7Xt0QI+nrSDA4g0C0NvPllpyqWE74Ro0= | C:\Temp\vw\test data\ppmd_templates_OFD02.rvt
ppmd_templates_OFD02.rvt | OFD02 - DOOR SCHEDULE | FALSE | Mark | Construction Type | FALSE |  | KrFf7urXSjv7Xt0QI+nrSDA4g0C0NvPllpyqWE74Ro0= | C:\Temp\vw\test data\ppmd_templates_OFD02.rvt | A
ppmd_templates_OFD02.rvt | OFD02 - DOOR SCHEDULE | FALSE | Type | Family | FALSE |  | KrFf7urXSjv7Xt0QI+nrSDA4g0C0NvPllpyqWE74Ro0= | C:\Temp\vw\test data\ppmd_templates_OFD02.rvt | Single-Flush
ppmd_templates_OFD02.rvt | OFD02 - DOOR SCHEDULE | FALSE | Count | Count | FALSE |  | KrFf7urXSjv7Xt0QI+nrSDA4g0C0NvPllpyqWE74Ro0= | C:\Temp\vw\test data\ppmd_templates_OFD02.rvt | 1
ppmd_templates_OFD02.rvt | OFD02 - DOOR SCHEDULE | FALSE | Height¦ft - in | Height | FALSE |  | KrFf7urXSjv7Xt0QI+nrSDA4g0C0NvPllpyqWE74Ro0= | C:\Temp\vw\test data\ppmd_templates_OFD02.rvt | 7' - 0"
ppmd_templates_OFD02.rvt | OFD02 - DOOR SCHEDULE | FALSE | Width¦ft - in | Width | FALSE |  | KrFf7urXSjv7Xt0QI+nrSDA4g0C0NvPllpyqWE74Ro0= | C:\Temp\vw\test data\ppmd_templates_OFD02.rvt | 3' - 0"
ppmd_templates_OFD02.rvt | OFD02 - DOOR SCHEDULE | FALSE | Notes | Type Comments | FALSE |  | KrFf7urXSjv7Xt0QI+nrSDA4g0C0NvPllpyqWE74Ro0= | C:\Temp\vw\test data\ppmd_templates_OFD02.rvt
ppmd_templates_OFD02.rvt | OFD02 - ELECTRICAL DESIGN | FALSE | Lighting¦LUX1 | Light_Level_LUX | TRUE | fc853981-f613-4f05-81bd-e48fb947424b | KrFf7urXSjv7Xt0QI+nrSDA4g0C0NvPllpyqWE74Ro0= | C:\Temp\vw\test data\ppmd_templates_OFD02.rvt
ppmd_templates_OFD02.rvt | OFD02 - ELECTRICAL DESIGN | FALSE | Lighting¦Footcandles1 | Light_Level_FC | FALSE |  | KrFf7urXSjv7Xt0QI+nrSDA4g0C0NvPllpyqWE74Ro0= | C:\Temp\vw\test data\ppmd_templates_OFD02.rvt
ppmd_templates_OFD02.rvt | OFD02 - ELECTRICAL DESIGN | FALSE | Lighting¦LUX2 | Light_Level_LUX2 | TRUE | 172f1cff-58cc-41cd-b888-0e7a81d2bf40 | KrFf7urXSjv7Xt0QI+nrSDA4g0C0NvPllpyqWE74Ro0= | C:\Temp\vw\test data\ppmd_templates_OFD02.rvt
ppmd_templates_OFD02.rvt | OFD02 - ELECTRICAL DESIGN | FALSE | Lighting¦Footcandles2 | Light_Level_FC2 | FALSE |  | KrFf7urXSjv7Xt0QI+nrSDA4g0C0NvPllpyqWE74Ro0= | C:\Temp\vw\test data\ppmd_templates_OFD02.rvt
ppmd_templates_OFD02.rvt | OFD02 - ELECTRICAL DESIGN | FALSE | Lighting¦Notes | Light_Notes | TRUE | a36245ac-ea57-45c2-bac5-bed4d04a4f78 | KrFf7urXSjv7Xt0QI+nrSDA4g0C0NvPllpyqWE74Ro0= | C:\Temp\vw\test data\ppmd_templates_OFD02.rvt
ppmd_templates_OFD02.rvt | OFD02 - ELECTRICAL DESIGN | FALSE | Lighting¦Notes2 | Light_Notes2 | TRUE | 6d0b4891-ce4c-45f8-9560-387866098a10 | KrFf7urXSjv7Xt0QI+nrSDA4g0C0NvPllpyqWE74Ro0= | C:\Temp\vw\test data\ppmd_templates_OFD02.rvt
ppmd_templates_OFD02.rvt | OFD02 - ELECTRICAL DESIGN | FALSE | Essential Power¦% Power | ES_Power% | TRUE | 7cbfe71a-865f-4cf4-b400-c67e3939439b | KrFf7urXSjv7Xt0QI+nrSDA4g0C0NvPllpyqWE74Ro0= | C:\Temp\vw\test data\ppmd_templates_OFD02.rvt | -
ppmd_templates_OFD02.rvt | OFD02 - ELECTRICAL DESIGN | FALSE | Essential Power¦% Light | ES_Light% | TRUE | af00a8bb-40cb-434a-a7e5-b4140f3c844f | KrFf7urXSjv7Xt0QI+nrSDA4g0C0NvPllpyqWE74Ro0= | C:\Temp\vw\test data\ppmd_templates_OFD02.rvt | -
ppmd_templates_OFD02.rvt | OFD02 - ELECTRICAL DESIGN | FALSE | Essential Power¦Notes | ES_Notes | TRUE | 0c3ae867-1060-40b5-bb68-261d16a167a0 | KrFf7urXSjv7Xt0QI+nrSDA4g0C0NvPllpyqWE74Ro0= | C:\Temp\vw\test data\ppmd_templates_OFD02.rvt | -
ppmd_templates_OFD02.rvt | OFD02 - EQUIPMENT SCHEDULE | TRUE | JSN | JSN | TRUE | 8632cd76-2ab9-457d-8db7-39197de446a2 | KrFf7urXSjv7Xt0QI+nrSDA4g0C0NvPllpyqWE74Ro0= | C:\Temp\vw\test data\ppmd_templates_OFD02.rvt | A1066¦A5075¦A5080¦A5145¦A5180¦A6046¦E0117¦F0205¦F0275¦F0410¦F2000¦F2010¦F3200¦M1620¦M1801¦P3100
ppmd_templates_OFD02.rvt | OFD02 - EQUIPMENT SCHEDULE | TRUE | Nomenclature | Nomenclature | TRUE | f004b755-1952-4a21-a1c1-98f41ef6a86c | KrFf7urXSjv7Xt0QI+nrSDA4g0C0NvPllpyqWE74Ro0= | C:\Temp\vw\test data\ppmd_templates_OFD02.rvt | Mirror, Float Glass, With SS Frame¦Dispenser, Soap, Disposable¦Dispenser, Paper Towel, SS, Surface Mounted¦Hook, Garment, Double, SS, Surface Mounted¦Track, Cubicle, Surface Mounted, With Curtain¦Artwork, Decorative, With Frame¦Workstation, Straight, Free Standing, 48" W¦Chair, Side With Arms¦Chair, Swivel, High Back¦Cabinet, Filing, Half Height, 2 Drawer¦Basket, Wastepaper, Round, Metal¦Basket, Wastepaper, Step-On¦Clock, Battery, 12" Diameter¦Holder, Chart, Patient, Wall or Door Mounted¦Computer, Microprocessing, w/Flat Panel Monitor¦Lavatory, Vitreous China, Slab Type
ppmd_templates_OFD02.rvt | OFD02 - EQUIPMENT SCHEDULE | TRUE | Qty | Count | FALSE |  | KrFf7urXSjv7Xt0QI+nrSDA4g0C0NvPllpyqWE74Ro0= | C:\Temp\vw\test data\ppmd_templates_OFD02.rvt | 1¦1¦1¦1¦1¦1¦2¦2¦2¦2¦1¦1¦1¦1¦2¦1
ppmd_templates_OFD02.rvt | OFD02 - EQUIPMENT SCHEDULE | TRUE | LF | Comments | FALSE |  | KrFf7urXSjv7Xt0QI+nrSDA4g0C0NvPllpyqWE74Ro0= | C:\Temp\vw\test data\ppmd_templates_OFD02.rvt | 10'-0"
ppmd_templates_OFD02.rvt | OFD02 - EQUIPMENT SCHEDULE | TRUE | Logistics¦AR | CAT_Army | TRUE | fa0e0053-bcc4-42e8-881f-6a4690f994c9 | KrFf7urXSjv7Xt0QI+nrSDA4g0C0NvPllpyqWE74Ro0= | C:\Temp\vw\test data\ppmd_templates_OFD02.rvt | A¦C¦A¦A¦A¦C¦C¦C¦C¦C¦C¦C¦C¦A¦C¦A
ppmd_templates_OFD02.rvt | OFD02 - EQUIPMENT SCHEDULE | TRUE | Logistics¦NA | CAT_Navy | TRUE | 183e77a6-b75d-41a5-8f81-f6abfee236ec | KrFf7urXSjv7Xt0QI+nrSDA4g0C0NvPllpyqWE74Ro0= | C:\Temp\vw\test data\ppmd_templates_OFD02.rvt | A¦C¦A¦A¦A¦C¦C¦C¦C¦C¦C¦C¦C¦A¦C¦A
ppmd_templates_OFD02.rvt | OFD02 - EQUIPMENT SCHEDULE | TRUE | Logistics¦AF | CAT_AF | TRUE | 053816d3-2f83-4e72-9b30-0a25ff75573f | KrFf7urXSjv7Xt0QI+nrSDA4g0C0NvPllpyqWE74Ro0= | C:\Temp\vw\test data\ppmd_templates_OFD02.rvt | A¦C¦A¦A¦A¦C¦C¦C¦C¦C¦C¦C¦C¦A¦C¦A
ppmd_templates_OFD02.rvt | OFD02 - EQUIPMENT SCHEDULE | TRUE | Logistics¦VA | CAT_VA | TRUE | abab06e0-bc20-4958-a9a7-acf73c376614 | KrFf7urXSjv7Xt0QI+nrSDA4g0C0NvPllpyqWE74Ro0= | C:\Temp\vw\test data\ppmd_templates_OFD02.rvt | A¦C¦A¦A¦A¦C¦C¦C¦C¦C¦C¦C¦C¦A¦C¦A
ppmd_templates_OFD02.rvt | OFD02 - EQUIPMENT SCHEDULE | TRUE | Utilities¦1 | UTIL_1_WaterDrain | TRUE | 594b780e-c62e-473b-9f66-4d3db2fa1b7f | KrFf7urXSjv7Xt0QI+nrSDA4g0C0NvPllpyqWE74Ro0= | C:\Temp\vw\test data\ppmd_templates_OFD02.rvt | -¦-¦-¦-¦-¦-¦-¦-¦-¦-¦-¦-¦-¦-¦-¦D
ppmd_templates_OFD02.rvt | OFD02 - EQUIPMENT SCHEDULE | TRUE | Utilities¦2 | UTIL_2_Elec | TRUE | 28082216-138e-4a2f-9824-e96dbd7e3cd0 | KrFf7urXSjv7Xt0QI+nrSDA4g0C0NvPllpyqWE74Ro0= | C:\Temp\vw\test data\ppmd_templates_OFD02.rvt | -¦-¦-¦-¦-¦-¦A¦-¦-¦-¦-¦-¦-¦-¦A¦-
ppmd_templates_OFD02.rvt | OFD02 - EQUIPMENT SCHEDULE | TRUE | Utilities¦3 | UTIL_3_MedGas | TRUE | 22af1ef2-54f0-4b6e-b40a-7064dfb8769c | KrFf7urXSjv7Xt0QI+nrSDA4g0C0NvPllpyqWE74Ro0= | C:\Temp\vw\test data\ppmd_templates_OFD02.rvt | -¦-¦-¦-¦-¦-¦-¦-¦-¦-¦-¦-¦-¦-¦-¦-
ppmd_templates_OFD02.rvt | OFD02 - EQUIPMENT SCHEDULE | TRUE | Utilities¦4 | UTIL_4_MiscGas | TRUE | 745b8c3e-fd4a-4430-994a-d25826e1e484 | KrFf7urXSjv7Xt0QI+nrSDA4g0C0NvPllpyqWE74Ro0= | C:\Temp\vw\test data\ppmd_templates_OFD02.rvt | -¦-¦-¦-¦-¦-¦-¦-¦-¦-¦-¦-¦-¦-¦-¦-
ppmd_templates_OFD02.rvt | OFD02 - EQUIPMENT SCHEDULE | TRUE | Utilities¦5 | UTIL_5_NonMedGas | TRUE | 323edf97-d058-44ef-a0fb-1836c80554d8 | KrFf7urXSjv7Xt0QI+nrSDA4g0C0NvPllpyqWE74Ro0= | C:\Temp\vw\test data\ppmd_templates_OFD02.rvt | -¦-¦-¦-¦-¦-¦-¦-¦-¦-¦-¦-¦-¦-¦-¦-
ppmd_templates_OFD02.rvt | OFD02 - EQUIPMENT SCHEDULE | TRUE | Utilities¦6 | UTIL_6_Misc | TRUE | 38083e2d-8ba3-4868-9752-742b7a4a9586 | KrFf7urXSjv7Xt0QI+nrSDA4g0C0NvPllpyqWE74Ro0= | C:\Temp\vw\test data\ppmd_templates_OFD02.rvt | -¦-¦-¦-¦-¦-¦-¦-¦-¦-¦-¦-¦-¦-¦-¦-
ppmd_templates_OFD02.rvt | OFD02 - INTERIOR DESIGN | FALSE | Floor Finish¦Preferred | Floor Finish | FALSE |  | KrFf7urXSjv7Xt0QI+nrSDA4g0C0NvPllpyqWE74Ro0= | C:\Temp\vw\test data\ppmd_templates_OFD02.rvt | UT
ppmd_templates_OFD02.rvt | OFD02 - INTERIOR DESIGN | FALSE | Floor Finish¦Alternate | Floor Finish2 | TRUE | 4030719d-a272-441a-8bfa-d5eb510a1687 | KrFf7urXSjv7Xt0QI+nrSDA4g0C0NvPllpyqWE74Ro0= | C:\Temp\vw\test data\ppmd_templates_OFD02.rvt
ppmd_templates_OFD02.rvt | OFD02 - INTERIOR DESIGN | FALSE | Wall Finish¦Preferred | Wall Finish | FALSE |  | KrFf7urXSjv7Xt0QI+nrSDA4g0C0NvPllpyqWE74Ro0= | C:\Temp\vw\test data\ppmd_templates_OFD02.rvt | GPT
ppmd_templates_OFD02.rvt | OFD02 - INTERIOR DESIGN | FALSE | Wall Finish¦Alternate | Wall Finish2 | TRUE | 5a49d499-57b3-4e1f-afc0-4c041c862be1 | KrFf7urXSjv7Xt0QI+nrSDA4g0C0NvPllpyqWE74Ro0= | C:\Temp\vw\test data\ppmd_templates_OFD02.rvt
ppmd_templates_OFD02.rvt | OFD02 - INTERIOR DESIGN | FALSE | Ceiling Finish¦Preferred | Ceiling Finish | FALSE |  | KrFf7urXSjv7Xt0QI+nrSDA4g0C0NvPllpyqWE74Ro0= | C:\Temp\vw\test data\ppmd_templates_OFD02.rvt | AT1
ppmd_templates_OFD02.rvt | OFD02 - INTERIOR DESIGN | FALSE | Ceiling Finish¦Alternate | Ceiling Finish2 | TRUE | acb31fd1-378b-4329-97b0-400ae39b5bc4 | KrFf7urXSjv7Xt0QI+nrSDA4g0C0NvPllpyqWE74Ro0= | C:\Temp\vw\test data\ppmd_templates_OFD02.rvt
ppmd_templates_OFD02.rvt | OFD02 - INTERIOR DESIGN | FALSE | Room Height¦ft - in | Ceiling_Hgt_IP | TRUE | 9f14ca4f-2465-4385-a17c-7aa549f64c09 | KrFf7urXSjv7Xt0QI+nrSDA4g0C0NvPllpyqWE74Ro0= | C:\Temp\vw\test data\ppmd_templates_OFD02.rvt | 8' - 0"
ppmd_templates_OFD02.rvt | OFD02 - INTERIOR DESIGN | FALSE | Room Noise¦Min NC | Noise_NC_MIN | TRUE | 8c49df6c-7d6b-49fd-9459-f57d0921d704 | KrFf7urXSjv7Xt0QI+nrSDA4g0C0NvPllpyqWE74Ro0= | C:\Temp\vw\test data\ppmd_templates_OFD02.rvt | 30
ppmd_templates_OFD02.rvt | OFD02 - INTERIOR DESIGN | FALSE | Room Noise¦Max NC | Noise_NC_MAX | TRUE | 629b571a-1c14-443c-b8e8-1130b5edb513 | KrFf7urXSjv7Xt0QI+nrSDA4g0C0NvPllpyqWE74Ro0= | C:\Temp\vw\test data\ppmd_templates_OFD02.rvt | 40
ppmd_templates_OFD02.rvt | OFD02 - INTERIOR DESIGN | FALSE | Room Noise¦SC | Noise_SC | TRUE | 44bf9cd1-070a-432c-87d9-26a3211cfe07 | KrFf7urXSjv7Xt0QI+nrSDA4g0C0NvPllpyqWE74Ro0= | C:\Temp\vw\test data\ppmd_templates_OFD02.rvt | 50
ppmd_templates_OFD02.rvt | OFD02 - MECHANICAL DESIGN | FALSE | Air Balance | Air_Balance | TRUE | 587b3cf9-4450-4d95-b8ef-0e93665dbd91 | KrFf7urXSjv7Xt0QI+nrSDA4g0C0NvPllpyqWE74Ro0= | C:\Temp\vw\test data\ppmd_templates_OFD02.rvt | 0
ppmd_templates_OFD02.rvt | OFD02 - MECHANICAL DESIGN | FALSE | Air Changes Total | Air_Changes_Total | TRUE | 3988d7f3-0f28-4410-866c-5bc65e1d842a | KrFf7urXSjv7Xt0QI+nrSDA4g0C0NvPllpyqWE74Ro0= | C:\Temp\vw\test data\ppmd_templates_OFD02.rvt | 6
ppmd_templates_OFD02.rvt | OFD02 - MECHANICAL DESIGN | FALSE | Air Changes OA | Air_Changes_OA | TRUE | b7af949f-3b64-4f85-9391-d9f17dcaad1e | KrFf7urXSjv7Xt0QI+nrSDA4g0C0NvPllpyqWE74Ro0= | C:\Temp\vw\test data\ppmd_templates_OFD02.rvt | 2
ppmd_templates_OFD02.rvt | OFD02 - MECHANICAL DESIGN | FALSE | 100% Exhaust Air | Exhaust_Air_100% | TRUE | 62b97784-583b-47d5-90a3-a90bbb961b6e | KrFf7urXSjv7Xt0QI+nrSDA4g0C0NvPllpyqWE74Ro0= | C:\Temp\vw\test data\ppmd_templates_OFD02.rvt | -
ppmd_templates_OFD02.rvt | OFD02 - MECHANICAL DESIGN | FALSE | Summer Temp¦F | Temp_Summer_F | TRUE | 1cbf6964-bd0f-4852-b367-ef4828e2e2cc | KrFf7urXSjv7Xt0QI+nrSDA4g0C0NvPllpyqWE74Ro0= | C:\Temp\vw\test data\ppmd_templates_OFD02.rvt
ppmd_templates_OFD02.rvt | OFD02 - MECHANICAL DESIGN | FALSE | Summer Temp¦C | Temp_Summer_C | FALSE |  | KrFf7urXSjv7Xt0QI+nrSDA4g0C0NvPllpyqWE74Ro0= | C:\Temp\vw\test data\ppmd_templates_OFD02.rvt
ppmd_templates_OFD02.rvt | OFD02 - MECHANICAL DESIGN | FALSE | Summer Temp¦Note | Temp_Summer_Note | TRUE | 6248fa3c-bb43-4e1c-91bb-60e102e573b7 | KrFf7urXSjv7Xt0QI+nrSDA4g0C0NvPllpyqWE74Ro0= | C:\Temp\vw\test data\ppmd_templates_OFD02.rvt
ppmd_templates_OFD02.rvt | OFD02 - MECHANICAL DESIGN | FALSE | Winter Temp¦F | Temp_Winter_F | TRUE | b4f9888f-41ad-47ef-a6af-145b3de732c9 | KrFf7urXSjv7Xt0QI+nrSDA4g0C0NvPllpyqWE74Ro0= | C:\Temp\vw\test data\ppmd_templates_OFD02.rvt | 68
ppmd_templates_OFD02.rvt | OFD02 - MECHANICAL DESIGN | FALSE | Winter Temp¦C | Temp_Winter_C | FALSE |  | KrFf7urXSjv7Xt0QI+nrSDA4g0C0NvPllpyqWE74Ro0= | C:\Temp\vw\test data\ppmd_templates_OFD02.rvt | 20
ppmd_templates_OFD02.rvt | OFD02 - MECHANICAL DESIGN | FALSE | Winter Temp¦Note | Temp_Winter_Note | TRUE | aacd83fc-f530-464e-b089-01667d3c52cd | KrFf7urXSjv7Xt0QI+nrSDA4g0C0NvPllpyqWE74Ro0= | C:\Temp\vw\test data\ppmd_templates_OFD02.rvt
ppmd_templates_OFD02.rvt | OFD02 - MECHANICAL DESIGN | FALSE | Max Relative Humidity | Relative_Humidity | TRUE | 36ead6c1-4384-4a65-8654-06a60aef94cb | KrFf7urXSjv7Xt0QI+nrSDA4g0C0NvPllpyqWE74Ro0= | C:\Temp\vw\test data\ppmd_templates_OFD02.rvt | -
ppmd_templates_OFD02.rvt | OFD02 - MECHANICAL DESIGN | FALSE | Filtration¦Interm % | Filtration_Inter_% | TRUE | 4f03ad65-f905-419e-a0cf-8f58fe921fbc | KrFf7urXSjv7Xt0QI+nrSDA4g0C0NvPllpyqWE74Ro0= | C:\Temp\vw\test data\ppmd_templates_OFD02.rvt | 14
ppmd_templates_OFD02.rvt | OFD02 - MECHANICAL DESIGN | FALSE | Filtration¦Final % | Filtration_Final_% | TRUE | cc736e5f-46f5-476a-8d0a-ceb32d8d4e5a | KrFf7urXSjv7Xt0QI+nrSDA4g0C0NvPllpyqWE74Ro0= | C:\Temp\vw\test data\ppmd_templates_OFD02.rvt | -
ppmd_templates_OFD02.rvt | OFD02 - MECHANICAL DESIGN | FALSE | Notes | Mech_Notes | TRUE | a32df790-0ab9-4c4a-b19c-511c2eef6d56 | KrFf7urXSjv7Xt0QI+nrSDA4g0C0NvPllpyqWE74Ro0= | C:\Temp\vw\test data\ppmd_templates_OFD02.rvt | -
ppmd_templates_OFD02.rvt | OFD02 - MEDICAL GAS DESIGN | FALSE | MCA | MedGas_MCA | TRUE | 3b23ea7f-b9f1-4749-8a2b-eb6a4fab4cdc | KrFf7urXSjv7Xt0QI+nrSDA4g0C0NvPllpyqWE74Ro0= | C:\Temp\vw\test data\ppmd_templates_OFD02.rvt | -
ppmd_templates_OFD02.rvt | OFD02 - MEDICAL GAS DESIGN | FALSE | DCA | MedGas_DCA | TRUE | 20dc9c73-7465-4e8a-8300-4a8b5a46a91c | KrFf7urXSjv7Xt0QI+nrSDA4g0C0NvPllpyqWE74Ro0= | C:\Temp\vw\test data\ppmd_templates_OFD02.rvt | -
ppmd_templates_OFD02.rvt | OFD02 - MEDICAL GAS DESIGN | FALSE | LA | MedGas_LA | TRUE | 99801083-d820-4c5f-ad07-ab168e1bbda0 | KrFf7urXSjv7Xt0QI+nrSDA4g0C0NvPllpyqWE74Ro0= | C:\Temp\vw\test data\ppmd_templates_OFD02.rvt | -
ppmd_templates_OFD02.rvt | OFD02 - MEDICAL GAS DESIGN | FALSE | PA | MedGas_PA | TRUE | 55793ba6-1647-428e-86f6-5ce4153c7f2e | KrFf7urXSjv7Xt0QI+nrSDA4g0C0NvPllpyqWE74Ro0= | C:\Temp\vw\test data\ppmd_templates_OFD02.rvt | -
ppmd_templates_OFD02.rvt | OFD02 - MEDICAL GAS DESIGN | FALSE | MV | MedGas_MV | TRUE | 0a0bec6d-9172-4a2c-9fb3-7616a08f677a | KrFf7urXSjv7Xt0QI+nrSDA4g0C0NvPllpyqWE74Ro0= | C:\Temp\vw\test data\ppmd_templates_OFD02.rvt | -
ppmd_templates_OFD02.rvt | OFD02 - MEDICAL GAS DESIGN | FALSE | DHV | MedGas_DHV | TRUE | 79779898-9917-494b-a027-0013b44e14f1 | KrFf7urXSjv7Xt0QI+nrSDA4g0C0NvPllpyqWE74Ro0= | C:\Temp\vw\test data\ppmd_templates_OFD02.rvt | -
ppmd_templates_OFD02.rvt | OFD02 - MEDICAL GAS DESIGN | FALSE | DLV | MedGas_DLV | TRUE | bcdcef93-2e56-440a-a8f7-e9973eadba59 | KrFf7urXSjv7Xt0QI+nrSDA4g0C0NvPllpyqWE74Ro0= | C:\Temp\vw\test data\ppmd_templates_OFD02.rvt | -
ppmd_templates_OFD02.rvt | OFD02 - MEDICAL GAS DESIGN | FALSE | LDE | MedGas_LDE | TRUE | cc6496eb-fa04-4455-81d4-1dfb1e6aaa52 | KrFf7urXSjv7Xt0QI+nrSDA4g0C0NvPllpyqWE74Ro0= | C:\Temp\vw\test data\ppmd_templates_OFD02.rvt | -
ppmd_templates_OFD02.rvt | OFD02 - MEDICAL GAS DESIGN | FALSE | OX | MedGas_OX | TRUE | 59f6c2e0-639e-4476-adf0-a5c19b1199db | KrFf7urXSjv7Xt0QI+nrSDA4g0C0NvPllpyqWE74Ro0= | C:\Temp\vw\test data\ppmd_templates_OFD02.rvt | -
ppmd_templates_OFD02.rvt | OFD02 - MEDICAL GAS DESIGN | FALSE | NO | MedGas_NO | TRUE | 1f31b342-99ad-494b-90ce-f27b8fc04b75 | KrFf7urXSjv7Xt0QI+nrSDA4g0C0NvPllpyqWE74Ro0= | C:\Temp\vw\test data\ppmd_templates_OFD02.rvt | -
ppmd_templates_OFD02.rvt | OFD02 - MEDICAL GAS DESIGN | FALSE | NI | MedGas_NI | TRUE | ea24567d-1f4e-45f9-907f-a79ef8b323b1 | KrFf7urXSjv7Xt0QI+nrSDA4g0C0NvPllpyqWE74Ro0= | C:\Temp\vw\test data\ppmd_templates_OFD02.rvt | -
ppmd_templates_OFD02.rvt | OFD02 - MEDICAL GAS DESIGN | FALSE | WAGD | MedGas_WAGD | TRUE | 1aa3572e-5073-44b4-acb3-ff8739230b69 | KrFf7urXSjv7Xt0QI+nrSDA4g0C0NvPllpyqWE74Ro0= | C:\Temp\vw\test data\ppmd_templates_OFD02.rvt | -
ppmd_templates_OFD02.rvt | OFD02 - MEDICAL GAS DESIGN | FALSE | Notes1 | MedGas_Notes | TRUE | 69d1283f-21ef-46f3-9ebb-e36d00ef4da3 | KrFf7urXSjv7Xt0QI+nrSDA4g0C0NvPllpyqWE74Ro0= | C:\Temp\vw\test data\ppmd_templates_OFD02.rvt | -
ppmd_templates_OFD02.rvt | OFD02 - MEDICAL GAS DESIGN | FALSE | Notes2 | MedGas_Notes2 | TRUE | 867f4341-094b-4cc7-b128-8c28392e09cd | KrFf7urXSjv7Xt0QI+nrSDA4g0C0NvPllpyqWE74Ro0= | C:\Temp\vw\test data\ppmd_templates_OFD02.rvt
ppmd_templates_OFD02.rvt | OFD02 - STRUCTURAL DESIGN | FALSE | Structural Load¦psf | Str_FloorLoad_psf | TRUE | 654b90c9-d71e-4bcd-9f27-a1532becca95 | KrFf7urXSjv7Xt0QI+nrSDA4g0C0NvPllpyqWE74Ro0= | C:\Temp\vw\test data\ppmd_templates_OFD02.rvt | 60
ppmd_templates_OFD02.rvt | OFD02 - STRUCTURAL DESIGN | FALSE | Structural Load¦kPA | Str_FloorLoad_kPA | FALSE |  | KrFf7urXSjv7Xt0QI+nrSDA4g0C0NvPllpyqWE74Ro0= | C:\Temp\vw\test data\ppmd_templates_OFD02.rvt | 3
ppmd_templates_OFD02.rvt | OFD02 - STRUCTURAL DESIGN | FALSE | Notes | Str_Notes | TRUE | 509b36e6-cf53-4158-b357-61e3cedd6faa | KrFf7urXSjv7Xt0QI+nrSDA4g0C0NvPllpyqWE74Ro0= | C:\Temp\vw\test data\ppmd_templates_OFD02.rvt
ppmd_templates_OPCR2.rvt | OPCR2 - DATA/TELEPHONE EQUIPMENT | FALSE | JSN | JSN | TRUE | 8632cd76-2ab9-457d-8db7-39197de446a2 | BjOKUoSgnnLNRNLDMbe/XQBw52bzphkYps88jy78H5Y= | C:\Temp\vw\test data\ppmd_templates_OPCR2.rvt
ppmd_templates_OPCR2.rvt | OPCR2 - DATA/TELEPHONE EQUIPMENT | FALSE | Nomenclature | Nomenclature | TRUE | f004b755-1952-4a21-a1c1-98f41ef6a86c | BjOKUoSgnnLNRNLDMbe/XQBw52bzphkYps88jy78H5Y= | C:\Temp\vw\test data\ppmd_templates_OPCR2.rvt
ppmd_templates_OPCR2.rvt | OPCR2 - DATA/TELEPHONE EQUIPMENT | FALSE | Qty | Count | FALSE |  | BjOKUoSgnnLNRNLDMbe/XQBw52bzphkYps88jy78H5Y= | C:\Temp\vw\test data\ppmd_templates_OPCR2.rvt
ppmd_templates_OPCR2.rvt | OPCR2 - DATA/TELEPHONE EQUIPMENT | FALSE | Logistics¦AR | CAT_Army | TRUE | fa0e0053-bcc4-42e8-881f-6a4690f994c9 | BjOKUoSgnnLNRNLDMbe/XQBw52bzphkYps88jy78H5Y= | C:\Temp\vw\test data\ppmd_templates_OPCR2.rvt
ppmd_templates_OPCR2.rvt | OPCR2 - DATA/TELEPHONE EQUIPMENT | FALSE | Logistics¦NV | CAT_Navy | TRUE | 183e77a6-b75d-41a5-8f81-f6abfee236ec | BjOKUoSgnnLNRNLDMbe/XQBw52bzphkYps88jy78H5Y= | C:\Temp\vw\test data\ppmd_templates_OPCR2.rvt
ppmd_templates_OPCR2.rvt | OPCR2 - DATA/TELEPHONE EQUIPMENT | FALSE | Logistics¦AF | CAT_AF | TRUE | 053816d3-2f83-4e72-9b30-0a25ff75573f | BjOKUoSgnnLNRNLDMbe/XQBw52bzphkYps88jy78H5Y= | C:\Temp\vw\test data\ppmd_templates_OPCR2.rvt
ppmd_templates_OPCR2.rvt | OPCR2 - DATA/TELEPHONE EQUIPMENT | FALSE | Logistics¦VA | CAT_VA | TRUE | abab06e0-bc20-4958-a9a7-acf73c376614 | BjOKUoSgnnLNRNLDMbe/XQBw52bzphkYps88jy78H5Y= | C:\Temp\vw\test data\ppmd_templates_OPCR2.rvt
ppmd_templates_OPCR2.rvt | OPCR2 - DOOR SCHEDULE | FALSE | Mark | Construction Type | FALSE |  | BjOKUoSgnnLNRNLDMbe/XQBw52bzphkYps88jy78H5Y= | C:\Temp\vw\test data\ppmd_templates_OPCR2.rvt | B
ppmd_templates_OPCR2.rvt | OPCR2 - DOOR SCHEDULE | FALSE | Type | Family | FALSE |  | BjOKUoSgnnLNRNLDMbe/XQBw52bzphkYps88jy78H5Y= | C:\Temp\vw\test data\ppmd_templates_OPCR2.rvt | Single-Flush
ppmd_templates_OPCR2.rvt | OPCR2 - DOOR SCHEDULE | FALSE | Count | Count | FALSE |  | BjOKUoSgnnLNRNLDMbe/XQBw52bzphkYps88jy78H5Y= | C:\Temp\vw\test data\ppmd_templates_OPCR2.rvt | 1
ppmd_templates_OPCR2.rvt | OPCR2 - DOOR SCHEDULE | FALSE | Height¦ft - in | Height | FALSE |  | BjOKUoSgnnLNRNLDMbe/XQBw52bzphkYps88jy78H5Y= | C:\Temp\vw\test data\ppmd_templates_OPCR2.rvt | 7' - 0"
ppmd_templates_OPCR2.rvt | OPCR2 - DOOR SCHEDULE | FALSE | Width¦ft - in | Width | FALSE |  | BjOKUoSgnnLNRNLDMbe/XQBw52bzphkYps88jy78H5Y= | C:\Temp\vw\test data\ppmd_templates_OPCR2.rvt | 3' - 6"
ppmd_templates_OPCR2.rvt | OPCR2 - DOOR SCHEDULE | FALSE | Hardware | Door_Hardware | TRUE | aada339e-27db-43a6-a49e-55c88563e0c3 | BjOKUoSgnnLNRNLDMbe/XQBw52bzphkYps88jy78H5Y= | C:\Temp\vw\test data\ppmd_templates_OPCR2.rvt
ppmd_templates_OPCR2.rvt | OPCR2 - DOOR SCHEDULE | FALSE | Notes | Type Comments | FALSE |  | BjOKUoSgnnLNRNLDMbe/XQBw52bzphkYps88jy78H5Y= | C:\Temp\vw\test data\ppmd_templates_OPCR2.rvt
ppmd_templates_OPCR2.rvt | OPCR2 - ELECTRICAL DESIGN | FALSE | Lighting¦LUX1 | Light_Level_LUX | TRUE | fc853981-f613-4f05-81bd-e48fb947424b | BjOKUoSgnnLNRNLDMbe/XQBw52bzphkYps88jy78H5Y= | C:\Temp\vw\test data\ppmd_templates_OPCR2.rvt | 500
ppmd_templates_OPCR2.rvt | OPCR2 - ELECTRICAL DESIGN | FALSE | Lighting¦Footcandles1 | Light_Level_FC | FALSE |  | BjOKUoSgnnLNRNLDMbe/XQBw52bzphkYps88jy78H5Y= | C:\Temp\vw\test data\ppmd_templates_OPCR2.rvt | 46
ppmd_templates_OPCR2.rvt | OPCR2 - ELECTRICAL DESIGN | FALSE | Lighting¦LUX2 | Light_Level_LUX2 | TRUE | 172f1cff-58cc-41cd-b888-0e7a81d2bf40 | BjOKUoSgnnLNRNLDMbe/XQBw52bzphkYps88jy78H5Y= | C:\Temp\vw\test data\ppmd_templates_OPCR2.rvt
ppmd_templates_OPCR2.rvt | OPCR2 - ELECTRICAL DESIGN | FALSE | Lighting¦Footcandles2 | Light_Level_FC2 | FALSE |  | BjOKUoSgnnLNRNLDMbe/XQBw52bzphkYps88jy78H5Y= | C:\Temp\vw\test data\ppmd_templates_OPCR2.rvt
ppmd_templates_OPCR2.rvt | OPCR2 - ELECTRICAL DESIGN | FALSE | Lighting¦Notes | Light_Notes | TRUE | a36245ac-ea57-45c2-bac5-bed4d04a4f78 | BjOKUoSgnnLNRNLDMbe/XQBw52bzphkYps88jy78H5Y= | C:\Temp\vw\test data\ppmd_templates_OPCR2.rvt
ppmd_templates_OPCR2.rvt | OPCR2 - ELECTRICAL DESIGN | FALSE | Lighting¦Notes2 | Light_Notes2 | TRUE | 6d0b4891-ce4c-45f8-9560-387866098a10 | BjOKUoSgnnLNRNLDMbe/XQBw52bzphkYps88jy78H5Y= | C:\Temp\vw\test data\ppmd_templates_OPCR2.rvt | C
ppmd_templates_OPCR2.rvt | OPCR2 - ELECTRICAL DESIGN | FALSE | Essential Power¦% Power | ES_Power% | TRUE | 7cbfe71a-865f-4cf4-b400-c67e3939439b | BjOKUoSgnnLNRNLDMbe/XQBw52bzphkYps88jy78H5Y= | C:\Temp\vw\test data\ppmd_templates_OPCR2.rvt
ppmd_templates_OPCR2.rvt | OPCR2 - ELECTRICAL DESIGN | FALSE | Essential Power¦% Light | ES_Light% | TRUE | af00a8bb-40cb-434a-a7e5-b4140f3c844f | BjOKUoSgnnLNRNLDMbe/XQBw52bzphkYps88jy78H5Y= | C:\Temp\vw\test data\ppmd_templates_OPCR2.rvt
ppmd_templates_OPCR2.rvt | OPCR2 - ELECTRICAL DESIGN | FALSE | Essential Power¦Notes | ES_Notes | TRUE | 0c3ae867-1060-40b5-bb68-261d16a167a0 | BjOKUoSgnnLNRNLDMbe/XQBw52bzphkYps88jy78H5Y= | C:\Temp\vw\test data\ppmd_templates_OPCR2.rvt | -
ppmd_templates_OPCR2.rvt | OPCR2 - EQUIPMENT SCHEDULE | TRUE | JSN | JSN | TRUE | 8632cd76-2ab9-457d-8db7-39197de446a2 | BjOKUoSgnnLNRNLDMbe/XQBw52bzphkYps88jy78H5Y= | C:\Temp\vw\test data\ppmd_templates_OPCR2.rvt | A5075¦A5077¦A5080¦A5106¦A5150¦A5180¦A5180¦C04E0¦C05P0¦CE090¦CS180¦CT030¦E0963¦F0340¦F2020¦F3200¦M0750¦M0755¦M0765¦M1620¦M1803¦M3070¦M3073¦M4255¦M4835¦M7470¦M8320¦M8810¦P3100¦P7650¦X4111
ppmd_templates_OPCR2.rvt | OPCR2 - EQUIPMENT SCHEDULE | TRUE | Nomenclature | Nomenclature | TRUE | f004b755-1952-4a21-a1c1-98f41ef6a86c | BjOKUoSgnnLNRNLDMbe/XQBw52bzphkYps88jy78H5Y= | C:\Temp\vw\test data\ppmd_templates_OPCR2.rvt | Dispenser, Soap, Disposable¦Dispenser, Hand Sanitzer, Hands free¦Dispenser, Paper Towel, SS, Surface Mounted¦Waste Disposal Unit, Sharps w/Glove Dispenser¦Hook, Garment, Triple, Surface Mounted¦Track, Cubicle, Surface Mounted, With Curtain¦Track, Cubicle, Surface Mounted, With Curtain¦Cabinet, UCB, 1 Shelf, 1 Drawer, 2 DO, 36x36x22¦Cabinet, Sink, U/C/B, 2 Door, 36x48x22¦Cabinet, W/H, 2 SH, 2 GDO, Sloping Top, 41x36x16¦Sink, SS, Single Compartment, 12x22x16 ID¦Countertop, High Pressure Laminate¦Cart, General Storage, Mobile¦Stool, Self Adjusting¦Can, Trash, 44 Gallon¦Clock, Battery, 12" Diameter¦Flowmeter, Air, Connect w/50 PSI Supply¦Flowmeter, Oxygen, Low Flow¦Regulator, Vacuum¦Holder, Chart, Patient, Wall or Door Mounted¦Workstation, Computer, Wall Mounted¦Hamper, Linen, Mobile, w/Lid¦Container, Biohazard Waste, Step-on, Fire Safe¦Stand, IV, Adjustable¦Cutter, Cast, w/Vacuum¦Light, Surgical, Ceiling, Single, Small¦Table, Exam, Orthopedic¦Stand, Mayo¦Lavatory, Vitreous China, Slab Type¦Trap, Plaster, Small¦Console, PACS, Remote View, 1k X 1k, 1 Monitor
ppmd_templates_OPCR2.rvt | OPCR2 - EQUIPMENT SCHEDULE | TRUE | Qty | Count | FALSE |  | BjOKUoSgnnLNRNLDMbe/XQBw52bzphkYps88jy78H5Y= | C:\Temp\vw\test data\ppmd_templates_OPCR2.rvt | 1¦1¦1¦2¦2¦2¦1¦1¦1¦1¦1¦1¦2¦2¦1¦1¦4¦4¦4¦1¦2¦1¦2¦2¦1¦2¦2¦2¦1¦1¦2
ppmd_templates_OPCR2.rvt | OPCR2 - EQUIPMENT SCHEDULE | TRUE | LF | Comments | FALSE |  | BjOKUoSgnnLNRNLDMbe/XQBw52bzphkYps88jy78H5Y= | C:\Temp\vw\test data\ppmd_templates_OPCR2.rvt | 10'-0"¦12'-0"
ppmd_templates_OPCR2.rvt | OPCR2 - EQUIPMENT SCHEDULE | TRUE | Logistics¦AR | CAT_Army | TRUE | fa0e0053-bcc4-42e8-881f-6a4690f994c9 | BjOKUoSgnnLNRNLDMbe/XQBw52bzphkYps88jy78H5Y= | C:\Temp\vw\test data\ppmd_templates_OPCR2.rvt | C¦C¦A¦C¦A¦A¦A¦A¦A¦A¦A¦A¦C¦C¦C¦C¦C¦C¦C¦A¦C¦C¦C¦C¦C¦A¦C¦C¦A¦A¦F
ppmd_templates_OPCR2.rvt | OPCR2 - EQUIPMENT SCHEDULE | TRUE | Logistics¦NA | CAT_Navy | TRUE | 183e77a6-b75d-41a5-8f81-f6abfee236ec | BjOKUoSgnnLNRNLDMbe/XQBw52bzphkYps88jy78H5Y= | C:\Temp\vw\test data\ppmd_templates_OPCR2.rvt | C¦C¦A¦A¦A¦A¦A¦A¦A¦A¦A¦A¦C¦C¦C¦C¦C¦C¦C¦A¦C¦C¦C¦C¦C¦A¦C¦C¦A¦A¦F
ppmd_templates_OPCR2.rvt | OPCR2 - EQUIPMENT SCHEDULE | TRUE | Logistics¦AF | CAT_AF | TRUE | 053816d3-2f83-4e72-9b30-0a25ff75573f | BjOKUoSgnnLNRNLDMbe/XQBw52bzphkYps88jy78H5Y= | C:\Temp\vw\test data\ppmd_templates_OPCR2.rvt | C¦C¦A¦C¦A¦A¦A¦A¦A¦A¦A¦A¦C¦C¦C¦C¦C¦C¦C¦A¦C¦C¦C¦C¦C¦A¦C¦C¦A¦A¦F
ppmd_templates_OPCR2.rvt | OPCR2 - EQUIPMENT SCHEDULE | TRUE | Logistics¦VA | CAT_VA | TRUE | abab06e0-bc20-4958-a9a7-acf73c376614 | BjOKUoSgnnLNRNLDMbe/XQBw52bzphkYps88jy78H5Y= | C:\Temp\vw\test data\ppmd_templates_OPCR2.rvt | C¦C¦A¦C¦A¦A¦A¦A¦A¦A¦A¦A¦C¦C¦C¦C¦C¦C¦C¦A¦C¦C¦C¦C¦C¦A¦C¦C¦A¦A¦F
ppmd_templates_OPCR2.rvt | OPCR2 - EQUIPMENT SCHEDULE | TRUE | Utilities¦1 | UTIL_1_WaterDrain | TRUE | 594b780e-c62e-473b-9f66-4d3db2fa1b7f | BjOKUoSgnnLNRNLDMbe/XQBw52bzphkYps88jy78H5Y= | C:\Temp\vw\test data\ppmd_templates_OPCR2.rvt | -¦-¦-¦-¦-¦-¦-¦-¦-¦-¦D¦-¦-¦-¦-¦-¦-¦-¦-¦-¦-¦-¦-¦-¦-¦-¦-¦-¦D¦I¦-
ppmd_templates_OPCR2.rvt | OPCR2 - EQUIPMENT SCHEDULE | TRUE | Utilities¦2 | UTIL_2_Elec | TRUE | 28082216-138e-4a2f-9824-e96dbd7e3cd0 | BjOKUoSgnnLNRNLDMbe/XQBw52bzphkYps88jy78H5Y= | C:\Temp\vw\test data\ppmd_templates_OPCR2.rvt | -¦-¦-¦-¦-¦-¦-¦-¦-¦-¦-¦-¦-¦-¦-¦-¦-¦-¦-¦-¦-¦-¦-¦-¦A¦F¦-¦-¦-¦-¦A
ppmd_templates_OPCR2.rvt | OPCR2 - EQUIPMENT SCHEDULE | TRUE | Utilities¦3 | UTIL_3_MedGas | TRUE | 22af1ef2-54f0-4b6e-b40a-7064dfb8769c | BjOKUoSgnnLNRNLDMbe/XQBw52bzphkYps88jy78H5Y= | C:\Temp\vw\test data\ppmd_templates_OPCR2.rvt | -¦-¦-¦-¦-¦-¦-¦-¦-¦-¦-¦-¦-¦-¦-¦-¦K¦A¦B¦-¦-¦-¦-¦-¦-¦-¦-¦-¦-¦-¦-
ppmd_templates_OPCR2.rvt | OPCR2 - EQUIPMENT SCHEDULE | TRUE | Utilities¦4 | UTIL_4_MiscGas | TRUE | 745b8c3e-fd4a-4430-994a-d25826e1e484 | BjOKUoSgnnLNRNLDMbe/XQBw52bzphkYps88jy78H5Y= | C:\Temp\vw\test data\ppmd_templates_OPCR2.rvt | -¦-¦-¦-¦-¦-¦-¦-¦-¦-¦-¦-¦-¦-¦-¦-¦-¦-¦-¦-¦-¦-¦-¦-¦-¦-¦-¦-¦-¦-¦-
ppmd_templates_OPCR2.rvt | OPCR2 - EQUIPMENT SCHEDULE | TRUE | Utilities¦5 | UTIL_5_NonMedGas | TRUE | 323edf97-d058-44ef-a0fb-1836c80554d8 | BjOKUoSgnnLNRNLDMbe/XQBw52bzphkYps88jy78H5Y= | C:\Temp\vw\test data\ppmd_templates_OPCR2.rvt | -¦-¦-¦-¦-¦-¦-¦-¦-¦-¦-¦-¦-¦-¦-¦-¦-¦-¦-¦-¦-¦-¦-¦-¦-¦-¦-¦-¦-¦-¦-
ppmd_templates_OPCR2.rvt | OPCR2 - EQUIPMENT SCHEDULE | TRUE | Utilities¦6 | UTIL_6_Misc | TRUE | 38083e2d-8ba3-4868-9752-742b7a4a9586 | BjOKUoSgnnLNRNLDMbe/XQBw52bzphkYps88jy78H5Y= | C:\Temp\vw\test data\ppmd_templates_OPCR2.rvt | -¦-¦-¦-¦-¦-¦-¦-¦-¦-¦-¦-¦-¦-¦-¦-¦-¦-¦-¦-¦-¦-¦-¦-¦-¦-¦-¦-¦-¦-¦-
ppmd_templates_OPCR2.rvt | OPCR2 - INTERIOR DESIGN | FALSE | Floor Finish¦Alt #1 | Floor Finish | FALSE |  | BjOKUoSgnnLNRNLDMbe/XQBw52bzphkYps88jy78H5Y= | C:\Temp\vw\test data\ppmd_templates_OPCR2.rvt | VT
ppmd_templates_OPCR2.rvt | OPCR2 - INTERIOR DESIGN | FALSE | Floor Finish¦Alt #2 | Floor Finish2 | TRUE | 4030719d-a272-441a-8bfa-d5eb510a1687 | BjOKUoSgnnLNRNLDMbe/XQBw52bzphkYps88jy78H5Y= | C:\Temp\vw\test data\ppmd_templates_OPCR2.rvt | SV
ppmd_templates_OPCR2.rvt | OPCR2 - INTERIOR DESIGN | FALSE | Wall Finish¦Alt #1 | Wall Finish | FALSE |  | BjOKUoSgnnLNRNLDMbe/XQBw52bzphkYps88jy78H5Y= | C:\Temp\vw\test data\ppmd_templates_OPCR2.rvt | GPT
ppmd_templates_OPCR2.rvt | OPCR2 - INTERIOR DESIGN | FALSE | Wall Finish¦Alt #2 | Wall Finish2 | TRUE | 5a49d499-57b3-4e1f-afc0-4c041c862be1 | BjOKUoSgnnLNRNLDMbe/XQBw52bzphkYps88jy78H5Y= | C:\Temp\vw\test data\ppmd_templates_OPCR2.rvt | GLG
ppmd_templates_OPCR2.rvt | OPCR2 - INTERIOR DESIGN | FALSE | Ceiling Finish¦Alt #1 | Ceiling Finish | FALSE |  | BjOKUoSgnnLNRNLDMbe/XQBw52bzphkYps88jy78H5Y= | C:\Temp\vw\test data\ppmd_templates_OPCR2.rvt | AT1
ppmd_templates_OPCR2.rvt | OPCR2 - INTERIOR DESIGN | FALSE | Ceiling Finish¦Alt #2 | Ceiling Finish2 | TRUE | acb31fd1-378b-4329-97b0-400ae39b5bc4 | BjOKUoSgnnLNRNLDMbe/XQBw52bzphkYps88jy78H5Y= | C:\Temp\vw\test data\ppmd_templates_OPCR2.rvt | GPT
ppmd_templates_OPCR2.rvt | OPCR2 - INTERIOR DESIGN | FALSE | Room Height¦ft - in | Ceiling_Hgt_IP | TRUE | 9f14ca4f-2465-4385-a17c-7aa549f64c09 | BjOKUoSgnnLNRNLDMbe/XQBw52bzphkYps88jy78H5Y= | C:\Temp\vw\test data\ppmd_templates_OPCR2.rvt | 9' - 0"
ppmd_templates_OPCR2.rvt | OPCR2 - INTERIOR DESIGN | FALSE | Room Noise¦Min NC | Noise_NC_MIN | TRUE | 8c49df6c-7d6b-49fd-9459-f57d0921d704 | BjOKUoSgnnLNRNLDMbe/XQBw52bzphkYps88jy78H5Y= | C:\Temp\vw\test data\ppmd_templates_OPCR2.rvt | 30
ppmd_templates_OPCR2.rvt | OPCR2 - INTERIOR DESIGN | FALSE | Room Noise¦Max NC | Noise_NC_MAX | TRUE | 629b571a-1c14-443c-b8e8-1130b5edb513 | BjOKUoSgnnLNRNLDMbe/XQBw52bzphkYps88jy78H5Y= | C:\Temp\vw\test data\ppmd_templates_OPCR2.rvt | 40
ppmd_templates_OPCR2.rvt | OPCR2 - INTERIOR DESIGN | FALSE | Room Noise¦SC | Noise_SC | TRUE | 44bf9cd1-070a-432c-87d9-26a3211cfe07 | BjOKUoSgnnLNRNLDMbe/XQBw52bzphkYps88jy78H5Y= | C:\Temp\vw\test data\ppmd_templates_OPCR2.rvt | 50
ppmd_templates_OPCR2.rvt | OPCR2 - MECHANICAL DESIGN | FALSE | Air Balance | Air_Balance | TRUE | 587b3cf9-4450-4d95-b8ef-0e93665dbd91 | BjOKUoSgnnLNRNLDMbe/XQBw52bzphkYps88jy78H5Y= | C:\Temp\vw\test data\ppmd_templates_OPCR2.rvt
ppmd_templates_OPCR2.rvt | OPCR2 - MECHANICAL DESIGN | FALSE | Air Changes Total | Air_Changes_Total | TRUE | 3988d7f3-0f28-4410-866c-5bc65e1d842a | BjOKUoSgnnLNRNLDMbe/XQBw52bzphkYps88jy78H5Y= | C:\Temp\vw\test data\ppmd_templates_OPCR2.rvt | 10
ppmd_templates_OPCR2.rvt | OPCR2 - MECHANICAL DESIGN | FALSE | Air Changes OA | Air_Changes_OA | TRUE | b7af949f-3b64-4f85-9391-d9f17dcaad1e | BjOKUoSgnnLNRNLDMbe/XQBw52bzphkYps88jy78H5Y= | C:\Temp\vw\test data\ppmd_templates_OPCR2.rvt | 2
ppmd_templates_OPCR2.rvt | OPCR2 - MECHANICAL DESIGN | FALSE | 100% Exhaust Air | Exhaust_Air_100% | TRUE | 62b97784-583b-47d5-90a3-a90bbb961b6e | BjOKUoSgnnLNRNLDMbe/XQBw52bzphkYps88jy78H5Y= | C:\Temp\vw\test data\ppmd_templates_OPCR2.rvt | Y
ppmd_templates_OPCR2.rvt | OPCR2 - MECHANICAL DESIGN | FALSE | Summer Temp¦F | Temp_Summer_F | TRUE | 1cbf6964-bd0f-4852-b367-ef4828e2e2cc | BjOKUoSgnnLNRNLDMbe/XQBw52bzphkYps88jy78H5Y= | C:\Temp\vw\test data\ppmd_templates_OPCR2.rvt
ppmd_templates_OPCR2.rvt | OPCR2 - MECHANICAL DESIGN | FALSE | Summer Temp¦C | Temp_Summer_C | FALSE |  | BjOKUoSgnnLNRNLDMbe/XQBw52bzphkYps88jy78H5Y= | C:\Temp\vw\test data\ppmd_templates_OPCR2.rvt
ppmd_templates_OPCR2.rvt | OPCR2 - MECHANICAL DESIGN | FALSE | Summer Temp¦Note | Temp_Summer_Note | TRUE | 6248fa3c-bb43-4e1c-91bb-60e102e573b7 | BjOKUoSgnnLNRNLDMbe/XQBw52bzphkYps88jy78H5Y= | C:\Temp\vw\test data\ppmd_templates_OPCR2.rvt
ppmd_templates_OPCR2.rvt | OPCR2 - MECHANICAL DESIGN | FALSE | Winter Temp¦F | Temp_Winter_F | TRUE | b4f9888f-41ad-47ef-a6af-145b3de732c9 | BjOKUoSgnnLNRNLDMbe/XQBw52bzphkYps88jy78H5Y= | C:\Temp\vw\test data\ppmd_templates_OPCR2.rvt | 70
ppmd_templates_OPCR2.rvt | OPCR2 - MECHANICAL DESIGN | FALSE | Winter Temp¦C | Temp_Winter_C | FALSE |  | BjOKUoSgnnLNRNLDMbe/XQBw52bzphkYps88jy78H5Y= | C:\Temp\vw\test data\ppmd_templates_OPCR2.rvt | 21
ppmd_templates_OPCR2.rvt | OPCR2 - MECHANICAL DESIGN | FALSE | Winter Temp¦Note | Temp_Winter_Note | TRUE | aacd83fc-f530-464e-b089-01667d3c52cd | BjOKUoSgnnLNRNLDMbe/XQBw52bzphkYps88jy78H5Y= | C:\Temp\vw\test data\ppmd_templates_OPCR2.rvt
ppmd_templates_OPCR2.rvt | OPCR2 - MECHANICAL DESIGN | FALSE | Max Relative Humidity | Relative_Humidity | TRUE | 36ead6c1-4384-4a65-8654-06a60aef94cb | BjOKUoSgnnLNRNLDMbe/XQBw52bzphkYps88jy78H5Y= | C:\Temp\vw\test data\ppmd_templates_OPCR2.rvt
ppmd_templates_OPCR2.rvt | OPCR2 - MECHANICAL DESIGN | FALSE | Filtration¦Interm % | Filtration_Inter_% | TRUE | 4f03ad65-f905-419e-a0cf-8f58fe921fbc | BjOKUoSgnnLNRNLDMbe/XQBw52bzphkYps88jy78H5Y= | C:\Temp\vw\test data\ppmd_templates_OPCR2.rvt | 14
ppmd_templates_OPCR2.rvt | OPCR2 - MECHANICAL DESIGN | FALSE | Filtration¦Final % | Filtration_Final_% | TRUE | cc736e5f-46f5-476a-8d0a-ceb32d8d4e5a | BjOKUoSgnnLNRNLDMbe/XQBw52bzphkYps88jy78H5Y= | C:\Temp\vw\test data\ppmd_templates_OPCR2.rvt
ppmd_templates_OPCR2.rvt | OPCR2 - MECHANICAL DESIGN | FALSE | Notes | Mech_Notes | TRUE | a32df790-0ab9-4c4a-b19c-511c2eef6d56 | BjOKUoSgnnLNRNLDMbe/XQBw52bzphkYps88jy78H5Y= | C:\Temp\vw\test data\ppmd_templates_OPCR2.rvt
ppmd_templates_OPCR2.rvt | OPCR2 - MEDICAL GAS DESIGN | FALSE | MCA | MedGas_MCA | TRUE | 3b23ea7f-b9f1-4749-8a2b-eb6a4fab4cdc | BjOKUoSgnnLNRNLDMbe/XQBw52bzphkYps88jy78H5Y= | C:\Temp\vw\test data\ppmd_templates_OPCR2.rvt | 1
ppmd_templates_OPCR2.rvt | OPCR2 - MEDICAL GAS DESIGN | FALSE | DCA | MedGas_DCA | TRUE | 20dc9c73-7465-4e8a-8300-4a8b5a46a91c | BjOKUoSgnnLNRNLDMbe/XQBw52bzphkYps88jy78H5Y= | C:\Temp\vw\test data\ppmd_templates_OPCR2.rvt | -
ppmd_templates_OPCR2.rvt | OPCR2 - MEDICAL GAS DESIGN | FALSE | LA | MedGas_LA | TRUE | 99801083-d820-4c5f-ad07-ab168e1bbda0 | BjOKUoSgnnLNRNLDMbe/XQBw52bzphkYps88jy78H5Y= | C:\Temp\vw\test data\ppmd_templates_OPCR2.rvt | -
ppmd_templates_OPCR2.rvt | OPCR2 - MEDICAL GAS DESIGN | FALSE | PA | MedGas_PA | TRUE | 55793ba6-1647-428e-86f6-5ce4153c7f2e | BjOKUoSgnnLNRNLDMbe/XQBw52bzphkYps88jy78H5Y= | C:\Temp\vw\test data\ppmd_templates_OPCR2.rvt | -
ppmd_templates_OPCR2.rvt | OPCR2 - MEDICAL GAS DESIGN | FALSE | MV | MedGas_MV | TRUE | 0a0bec6d-9172-4a2c-9fb3-7616a08f677a | BjOKUoSgnnLNRNLDMbe/XQBw52bzphkYps88jy78H5Y= | C:\Temp\vw\test data\ppmd_templates_OPCR2.rvt | 1
ppmd_templates_OPCR2.rvt | OPCR2 - MEDICAL GAS DESIGN | FALSE | DHV | MedGas_DHV | TRUE | 79779898-9917-494b-a027-0013b44e14f1 | BjOKUoSgnnLNRNLDMbe/XQBw52bzphkYps88jy78H5Y= | C:\Temp\vw\test data\ppmd_templates_OPCR2.rvt | -
ppmd_templates_OPCR2.rvt | OPCR2 - MEDICAL GAS DESIGN | FALSE | DLV | MedGas_DLV | TRUE | bcdcef93-2e56-440a-a8f7-e9973eadba59 | BjOKUoSgnnLNRNLDMbe/XQBw52bzphkYps88jy78H5Y= | C:\Temp\vw\test data\ppmd_templates_OPCR2.rvt | -
ppmd_templates_OPCR2.rvt | OPCR2 - MEDICAL GAS DESIGN | FALSE | LDE | MedGas_LDE | TRUE | cc6496eb-fa04-4455-81d4-1dfb1e6aaa52 | BjOKUoSgnnLNRNLDMbe/XQBw52bzphkYps88jy78H5Y= | C:\Temp\vw\test data\ppmd_templates_OPCR2.rvt | -
ppmd_templates_OPCR2.rvt | OPCR2 - MEDICAL GAS DESIGN | FALSE | OX | MedGas_OX | TRUE | 59f6c2e0-639e-4476-adf0-a5c19b1199db | BjOKUoSgnnLNRNLDMbe/XQBw52bzphkYps88jy78H5Y= | C:\Temp\vw\test data\ppmd_templates_OPCR2.rvt | 1
ppmd_templates_OPCR2.rvt | OPCR2 - MEDICAL GAS DESIGN | FALSE | NO | MedGas_NO | TRUE | 1f31b342-99ad-494b-90ce-f27b8fc04b75 | BjOKUoSgnnLNRNLDMbe/XQBw52bzphkYps88jy78H5Y= | C:\Temp\vw\test data\ppmd_templates_OPCR2.rvt
ppmd_templates_OPCR2.rvt | OPCR2 - MEDICAL GAS DESIGN | FALSE | NI | MedGas_NI | TRUE | ea24567d-1f4e-45f9-907f-a79ef8b323b1 | BjOKUoSgnnLNRNLDMbe/XQBw52bzphkYps88jy78H5Y= | C:\Temp\vw\test data\ppmd_templates_OPCR2.rvt
ppmd_templates_OPCR2.rvt | OPCR2 - MEDICAL GAS DESIGN | FALSE | WAGD | MedGas_WAGD | TRUE | 1aa3572e-5073-44b4-acb3-ff8739230b69 | BjOKUoSgnnLNRNLDMbe/XQBw52bzphkYps88jy78H5Y= | C:\Temp\vw\test data\ppmd_templates_OPCR2.rvt
ppmd_templates_OPCR2.rvt | OPCR2 - MEDICAL GAS DESIGN | FALSE | Notes1 | MedGas_Notes | TRUE | 69d1283f-21ef-46f3-9ebb-e36d00ef4da3 | BjOKUoSgnnLNRNLDMbe/XQBw52bzphkYps88jy78H5Y= | C:\Temp\vw\test data\ppmd_templates_OPCR2.rvt
ppmd_templates_OPCR2.rvt | OPCR2 - MEDICAL GAS DESIGN | FALSE | Notes2 | MedGas_Notes2 | TRUE | 867f4341-094b-4cc7-b128-8c28392e09cd | BjOKUoSgnnLNRNLDMbe/XQBw52bzphkYps88jy78H5Y= | C:\Temp\vw\test data\ppmd_templates_OPCR2.rvt
ppmd_templates_OPCR2.rvt | OPCR2 - STRUCTURAL DESIGN | FALSE | Structural Load¦psf | Str_FloorLoad_psf | TRUE | 654b90c9-d71e-4bcd-9f27-a1532becca95 | BjOKUoSgnnLNRNLDMbe/XQBw52bzphkYps88jy78H5Y= | C:\Temp\vw\test data\ppmd_templates_OPCR2.rvt | 60
ppmd_templates_OPCR2.rvt | OPCR2 - STRUCTURAL DESIGN | FALSE | Structural Load¦kPA | Str_FloorLoad_kPA | FALSE |  | BjOKUoSgnnLNRNLDMbe/XQBw52bzphkYps88jy78H5Y= | C:\Temp\vw\test data\ppmd_templates_OPCR2.rvt | 3
ppmd_templates_OPCR2.rvt | OPCR2 - STRUCTURAL DESIGN | FALSE | Notes | Str_Notes | TRUE | 509b36e6-cf53-4158-b357-61e3cedd6faa | BjOKUoSgnnLNRNLDMbe/XQBw52bzphkYps88jy78H5Y= | C:\Temp\vw\test data\ppmd_templates_OPCR2.rvt
ppmd_templates_OPIR1.rvt | OPIR1 - DATA/TELEPHONE EQUIPMENT | FALSE | JSN | JSN | TRUE | 8632cd76-2ab9-457d-8db7-39197de446a2 | MNtvRJeKtdSCW45ySaX0HzQLzQCKaO+V4cTIM12HsOI= | C:\Temp\vw\test data\ppmd_templates_OPIR1.rvt
ppmd_templates_OPIR1.rvt | OPIR1 - DATA/TELEPHONE EQUIPMENT | FALSE | Nomenclature | Nomenclature | TRUE | f004b755-1952-4a21-a1c1-98f41ef6a86c | MNtvRJeKtdSCW45ySaX0HzQLzQCKaO+V4cTIM12HsOI= | C:\Temp\vw\test data\ppmd_templates_OPIR1.rvt
ppmd_templates_OPIR1.rvt | OPIR1 - DATA/TELEPHONE EQUIPMENT | FALSE | Qty | Count | FALSE |  | MNtvRJeKtdSCW45ySaX0HzQLzQCKaO+V4cTIM12HsOI= | C:\Temp\vw\test data\ppmd_templates_OPIR1.rvt
ppmd_templates_OPIR1.rvt | OPIR1 - DATA/TELEPHONE EQUIPMENT | FALSE | Logistics¦AR | CAT_Army | TRUE | fa0e0053-bcc4-42e8-881f-6a4690f994c9 | MNtvRJeKtdSCW45ySaX0HzQLzQCKaO+V4cTIM12HsOI= | C:\Temp\vw\test data\ppmd_templates_OPIR1.rvt
ppmd_templates_OPIR1.rvt | OPIR1 - DATA/TELEPHONE EQUIPMENT | FALSE | Logistics¦NA | CAT_Navy | TRUE | 183e77a6-b75d-41a5-8f81-f6abfee236ec | MNtvRJeKtdSCW45ySaX0HzQLzQCKaO+V4cTIM12HsOI= | C:\Temp\vw\test data\ppmd_templates_OPIR1.rvt
ppmd_templates_OPIR1.rvt | OPIR1 - DATA/TELEPHONE EQUIPMENT | FALSE | Logistics¦AF | CAT_AF | TRUE | 053816d3-2f83-4e72-9b30-0a25ff75573f | MNtvRJeKtdSCW45ySaX0HzQLzQCKaO+V4cTIM12HsOI= | C:\Temp\vw\test data\ppmd_templates_OPIR1.rvt
ppmd_templates_OPIR1.rvt | OPIR1 - DATA/TELEPHONE EQUIPMENT | FALSE | Logistics¦VA | CAT_VA | TRUE | abab06e0-bc20-4958-a9a7-acf73c376614 | MNtvRJeKtdSCW45ySaX0HzQLzQCKaO+V4cTIM12HsOI= | C:\Temp\vw\test data\ppmd_templates_OPIR1.rvt
ppmd_templates_OPIR1.rvt | OPIR1 - DOOR SCHEDULE | FALSE | Mark | Construction Type | FALSE |  | MNtvRJeKtdSCW45ySaX0HzQLzQCKaO+V4cTIM12HsOI= | C:\Temp\vw\test data\ppmd_templates_OPIR1.rvt | A
ppmd_templates_OPIR1.rvt | OPIR1 - DOOR SCHEDULE | FALSE | Type | Family | FALSE |  | MNtvRJeKtdSCW45ySaX0HzQLzQCKaO+V4cTIM12HsOI= | C:\Temp\vw\test data\ppmd_templates_OPIR1.rvt | Single-Flush
ppmd_templates_OPIR1.rvt | OPIR1 - DOOR SCHEDULE | FALSE | Count | Count | FALSE |  | MNtvRJeKtdSCW45ySaX0HzQLzQCKaO+V4cTIM12HsOI= | C:\Temp\vw\test data\ppmd_templates_OPIR1.rvt | 1
ppmd_templates_OPIR1.rvt | OPIR1 - DOOR SCHEDULE | FALSE | Height¦ft - in | Height | FALSE |  | MNtvRJeKtdSCW45ySaX0HzQLzQCKaO+V4cTIM12HsOI= | C:\Temp\vw\test data\ppmd_templates_OPIR1.rvt | 7' - 0"
ppmd_templates_OPIR1.rvt | OPIR1 - DOOR SCHEDULE | FALSE | Width¦ft - in | Width | FALSE |  | MNtvRJeKtdSCW45ySaX0HzQLzQCKaO+V4cTIM12HsOI= | C:\Temp\vw\test data\ppmd_templates_OPIR1.rvt | 3' - 0"
ppmd_templates_OPIR1.rvt | OPIR1 - DOOR SCHEDULE | FALSE | Notes | Type Comments | FALSE |  | MNtvRJeKtdSCW45ySaX0HzQLzQCKaO+V4cTIM12HsOI= | C:\Temp\vw\test data\ppmd_templates_OPIR1.rvt
ppmd_templates_OPIR1.rvt | OPIR1 - ELECTRICAL DESIGN | FALSE | Lighting¦LUX1 | Light_Level_LUX | TRUE | fc853981-f613-4f05-81bd-e48fb947424b | MNtvRJeKtdSCW45ySaX0HzQLzQCKaO+V4cTIM12HsOI= | C:\Temp\vw\test data\ppmd_templates_OPIR1.rvt | 500
ppmd_templates_OPIR1.rvt | OPIR1 - ELECTRICAL DESIGN | FALSE | Lighting¦Footcandles1 | Light_Level_FC | FALSE |  | MNtvRJeKtdSCW45ySaX0HzQLzQCKaO+V4cTIM12HsOI= | C:\Temp\vw\test data\ppmd_templates_OPIR1.rvt | 46
ppmd_templates_OPIR1.rvt | OPIR1 - ELECTRICAL DESIGN | FALSE | Lighting¦LUX2 | Light_Level_LUX2 | TRUE | 172f1cff-58cc-41cd-b888-0e7a81d2bf40 | MNtvRJeKtdSCW45ySaX0HzQLzQCKaO+V4cTIM12HsOI= | C:\Temp\vw\test data\ppmd_templates_OPIR1.rvt | 1100
ppmd_templates_OPIR1.rvt | OPIR1 - ELECTRICAL DESIGN | FALSE | Lighting¦Footcandles2 | Light_Level_FC2 | FALSE |  | MNtvRJeKtdSCW45ySaX0HzQLzQCKaO+V4cTIM12HsOI= | C:\Temp\vw\test data\ppmd_templates_OPIR1.rvt | 102
ppmd_templates_OPIR1.rvt | OPIR1 - ELECTRICAL DESIGN | FALSE | Lighting¦Notes | Light_Notes | TRUE | a36245ac-ea57-45c2-bac5-bed4d04a4f78 | MNtvRJeKtdSCW45ySaX0HzQLzQCKaO+V4cTIM12HsOI= | C:\Temp\vw\test data\ppmd_templates_OPIR1.rvt | D
ppmd_templates_OPIR1.rvt | OPIR1 - ELECTRICAL DESIGN | FALSE | Lighting¦Notes2 | Light_Notes2 | TRUE | 6d0b4891-ce4c-45f8-9560-387866098a10 | MNtvRJeKtdSCW45ySaX0HzQLzQCKaO+V4cTIM12HsOI= | C:\Temp\vw\test data\ppmd_templates_OPIR1.rvt
ppmd_templates_OPIR1.rvt | OPIR1 - ELECTRICAL DESIGN | FALSE | Essential Power¦% Power | ES_Power% | TRUE | 7cbfe71a-865f-4cf4-b400-c67e3939439b | MNtvRJeKtdSCW45ySaX0HzQLzQCKaO+V4cTIM12HsOI= | C:\Temp\vw\test data\ppmd_templates_OPIR1.rvt | R
ppmd_templates_OPIR1.rvt | OPIR1 - ELECTRICAL DESIGN | FALSE | Essential Power¦% Light | ES_Light% | TRUE | af00a8bb-40cb-434a-a7e5-b4140f3c844f | MNtvRJeKtdSCW45ySaX0HzQLzQCKaO+V4cTIM12HsOI= | C:\Temp\vw\test data\ppmd_templates_OPIR1.rvt | LB
ppmd_templates_OPIR1.rvt | OPIR1 - ELECTRICAL DESIGN | FALSE | Essential Power¦Notes | ES_Notes | TRUE | 0c3ae867-1060-40b5-bb68-261d16a167a0 | MNtvRJeKtdSCW45ySaX0HzQLzQCKaO+V4cTIM12HsOI= | C:\Temp\vw\test data\ppmd_templates_OPIR1.rvt | -
ppmd_templates_OPIR1.rvt | OPIR1 - EQUIPMENT SCHEDULE | TRUE | JSN | JSN | TRUE | 8632cd76-2ab9-457d-8db7-39197de446a2 | MNtvRJeKtdSCW45ySaX0HzQLzQCKaO+V4cTIM12HsOI= | C:\Temp\vw\test data\ppmd_templates_OPIR1.rvt | A5075¦A5082¦A5106¦A5145¦A5180¦A5180¦A5180¦C02Q0¦C03L0¦CE030¦CS140¦CT020¦E0117¦E0954¦E0963¦F0205¦F0300¦F2010¦F3200¦M1100¦M1110¦M1801¦M1825¦M4116¦M4655¦M7660¦M8770¦R6070
ppmd_templates_OPIR1.rvt | OPIR1 - EQUIPMENT SCHEDULE | TRUE | Nomenclature | Nomenclature | TRUE | f004b755-1952-4a21-a1c1-98f41ef6a86c | MNtvRJeKtdSCW45ySaX0HzQLzQCKaO+V4cTIM12HsOI= | C:\Temp\vw\test data\ppmd_templates_OPIR1.rvt | Dispenser, Soap, Disposable¦Dispenser, Paper Towel, Sensor, Hands Free¦Waste Disposal Unit, Sharps w/Glove Dispenser¦Hook, Garment, Double, SS, Surface Mounted¦Track, Cubicle, Surface Mounted, With Curtain¦Track, Cubicle, Surface Mounted, With Curtain¦Track, Cubicle, Surface Mounted, With Curtain¦Cabinet, Sink, U/C/B, 1 Door, 36x24x22¦Cabinet, U/C/B, 1 DR, 3 Half DR, 1 Door, 30" W¦Cabinet, W/H, 2 SH, 2 GDO, Sloping Top, 38x30x13¦Sink, SS, Single Compartment, 10x14x16 ID¦Countertop, Solid Surface¦Workstation, Straight, Free Standing, 48" W¦Cart, Emergency, Mobile, 66"H x 52"W x 22"D¦Cart, General Storage, Mobile¦Chair, Side With Arms¦Chair, Task, Swivel, With Arms¦Basket, Wastepaper, Step-On¦Clock, Battery, 12" Diameter¦Resuscitator, Bag-Mask, Hand Operated¦Resuscitator, Bag-Mask, Hand Op, Infant¦Computer, Microprocessing, w/Flat Panel Monitor¦Printer, Computer¦Monitor, Vital Signs¦Stretcher, Mobile, CRS, 9 Position¦Defibrillator/Monitor/Recorder, Portable¦Aspirator/Pressure Unit, General Purpose¦Refrigerator/Freezer, Biological Upright, 18 Cubic Feet
ppmd_templates_OPIR1.rvt | OPIR1 - EQUIPMENT SCHEDULE | TRUE | Qty | Count | FALSE |  | MNtvRJeKtdSCW45ySaX0HzQLzQCKaO+V4cTIM12HsOI= | C:\Temp\vw\test data\ppmd_templates_OPIR1.rvt | 1¦1¦3¦2¦1¦1¦1¦1¦1¦1¦1¦1¦1¦1¦2¦2¦1¦1¦1¦1¦1¦1¦1¦1¦1¦1¦1¦1
ppmd_templates_OPIR1.rvt | OPIR1 - EQUIPMENT SCHEDULE | TRUE | LF | Comments | FALSE |  | MNtvRJeKtdSCW45ySaX0HzQLzQCKaO+V4cTIM12HsOI= | C:\Temp\vw\test data\ppmd_templates_OPIR1.rvt | 8'-0"¦7'-0"¦5'-0"¦¦¦¦¦5'-0"
ppmd_templates_OPIR1.rvt | OPIR1 - EQUIPMENT SCHEDULE | TRUE | Logistics¦AR | CAT_Army | TRUE | fa0e0053-bcc4-42e8-881f-6a4690f994c9 | MNtvRJeKtdSCW45ySaX0HzQLzQCKaO+V4cTIM12HsOI= | C:\Temp\vw\test data\ppmd_templates_OPIR1.rvt | C¦A¦C¦A¦A¦A¦A¦A¦A¦A¦A¦A¦C¦C¦C¦C¦C¦C¦C¦C¦C¦C¦C¦C¦C¦C¦C¦C
ppmd_templates_OPIR1.rvt | OPIR1 - EQUIPMENT SCHEDULE | TRUE | Logistics¦NA | CAT_Navy | TRUE | 183e77a6-b75d-41a5-8f81-f6abfee236ec | MNtvRJeKtdSCW45ySaX0HzQLzQCKaO+V4cTIM12HsOI= | C:\Temp\vw\test data\ppmd_templates_OPIR1.rvt | C¦A¦A¦A¦A¦A¦A¦A¦A¦A¦A¦A¦C¦C¦C¦C¦C¦C¦C¦C¦C¦C¦C¦C¦C¦C¦C¦C
ppmd_templates_OPIR1.rvt | OPIR1 - EQUIPMENT SCHEDULE | TRUE | Logistics¦AF | CAT_AF | TRUE | 053816d3-2f83-4e72-9b30-0a25ff75573f | MNtvRJeKtdSCW45ySaX0HzQLzQCKaO+V4cTIM12HsOI= | C:\Temp\vw\test data\ppmd_templates_OPIR1.rvt | C¦-¦C¦A¦A¦A¦A¦A¦A¦A¦A¦-¦-¦C¦C¦C¦C¦C¦C¦-¦-¦C¦C¦C¦C¦C¦-¦C
ppmd_templates_OPIR1.rvt | OPIR1 - EQUIPMENT SCHEDULE | TRUE | Logistics¦VA | CAT_VA | TRUE | abab06e0-bc20-4958-a9a7-acf73c376614 | MNtvRJeKtdSCW45ySaX0HzQLzQCKaO+V4cTIM12HsOI= | C:\Temp\vw\test data\ppmd_templates_OPIR1.rvt | C¦-¦C¦A¦A¦A¦A¦A¦A¦A¦A¦-¦-¦C¦C¦C¦C¦C¦C¦-¦-¦C¦C¦C¦C¦C¦-¦C
ppmd_templates_OPIR1.rvt | OPIR1 - EQUIPMENT SCHEDULE | TRUE | Utilities¦1 | UTIL_1_WaterDrain | TRUE | 594b780e-c62e-473b-9f66-4d3db2fa1b7f | MNtvRJeKtdSCW45ySaX0HzQLzQCKaO+V4cTIM12HsOI= | C:\Temp\vw\test data\ppmd_templates_OPIR1.rvt | -¦-¦-¦-¦-¦-¦-¦-¦-¦-¦D¦-¦-¦-¦-¦-¦-¦-¦-¦-¦-¦-¦-¦-¦-¦-¦-¦-
ppmd_templates_OPIR1.rvt | OPIR1 - EQUIPMENT SCHEDULE | TRUE | Utilities¦2 | UTIL_2_Elec | TRUE | 28082216-138e-4a2f-9824-e96dbd7e3cd0 | MNtvRJeKtdSCW45ySaX0HzQLzQCKaO+V4cTIM12HsOI= | C:\Temp\vw\test data\ppmd_templates_OPIR1.rvt | -¦-¦-¦-¦-¦-¦-¦-¦-¦-¦-¦-¦A¦-¦-¦-¦-¦-¦-¦-¦-¦A¦A¦A¦-¦A¦A¦A
ppmd_templates_OPIR1.rvt | OPIR1 - EQUIPMENT SCHEDULE | TRUE | Utilities¦3 | UTIL_3_MedGas | TRUE | 22af1ef2-54f0-4b6e-b40a-7064dfb8769c | MNtvRJeKtdSCW45ySaX0HzQLzQCKaO+V4cTIM12HsOI= | C:\Temp\vw\test data\ppmd_templates_OPIR1.rvt | -¦-¦-¦-¦-¦-¦-¦-¦-¦-¦-¦-¦-¦-¦-¦-¦-¦-¦-¦-¦-¦-¦-¦-¦-¦-¦-¦-
ppmd_templates_OPIR1.rvt | OPIR1 - EQUIPMENT SCHEDULE | TRUE | Utilities¦4 | UTIL_4_MiscGas | TRUE | 745b8c3e-fd4a-4430-994a-d25826e1e484 | MNtvRJeKtdSCW45ySaX0HzQLzQCKaO+V4cTIM12HsOI= | C:\Temp\vw\test data\ppmd_templates_OPIR1.rvt | -¦-¦-¦-¦-¦-¦-¦-¦-¦-¦-¦-¦-¦-¦-¦-¦-¦-¦-¦-¦-¦-¦-¦-¦-¦-¦-¦-
ppmd_templates_OPIR1.rvt | OPIR1 - EQUIPMENT SCHEDULE | TRUE | Utilities¦5 | UTIL_5_NonMedGas | TRUE | 323edf97-d058-44ef-a0fb-1836c80554d8 | MNtvRJeKtdSCW45ySaX0HzQLzQCKaO+V4cTIM12HsOI= | C:\Temp\vw\test data\ppmd_templates_OPIR1.rvt | -¦-¦-¦-¦-¦-¦-¦-¦-¦-¦-¦-¦-¦-¦-¦-¦-¦-¦-¦-¦-¦-¦-¦-¦-¦-¦-¦-
ppmd_templates_OPIR1.rvt | OPIR1 - EQUIPMENT SCHEDULE | TRUE | Utilities¦6 | UTIL_6_Misc | TRUE | 38083e2d-8ba3-4868-9752-742b7a4a9586 | MNtvRJeKtdSCW45ySaX0HzQLzQCKaO+V4cTIM12HsOI= | C:\Temp\vw\test data\ppmd_templates_OPIR1.rvt | -¦-¦-¦-¦-¦-¦-¦-¦-¦-¦-¦-¦-¦-¦-¦-¦-¦-¦-¦-¦-¦-¦-¦-¦-¦-¦-¦C
ppmd_templates_OPIR1.rvt | OPIR1 - INTERIOR DESIGN | FALSE | Floor Finish¦Preferred | Floor Finish | FALSE |  | MNtvRJeKtdSCW45ySaX0HzQLzQCKaO+V4cTIM12HsOI= | C:\Temp\vw\test data\ppmd_templates_OPIR1.rvt
ppmd_templates_OPIR1.rvt | OPIR1 - INTERIOR DESIGN | FALSE | Floor Finish¦Alternate | Floor Finish2 | TRUE | 4030719d-a272-441a-8bfa-d5eb510a1687 | MNtvRJeKtdSCW45ySaX0HzQLzQCKaO+V4cTIM12HsOI= | C:\Temp\vw\test data\ppmd_templates_OPIR1.rvt
ppmd_templates_OPIR1.rvt | OPIR1 - INTERIOR DESIGN | FALSE | Wall Finish¦Preferred | Wall Finish | FALSE |  | MNtvRJeKtdSCW45ySaX0HzQLzQCKaO+V4cTIM12HsOI= | C:\Temp\vw\test data\ppmd_templates_OPIR1.rvt
ppmd_templates_OPIR1.rvt | OPIR1 - INTERIOR DESIGN | FALSE | Wall Finish¦Alternate | Wall Finish2 | TRUE | 5a49d499-57b3-4e1f-afc0-4c041c862be1 | MNtvRJeKtdSCW45ySaX0HzQLzQCKaO+V4cTIM12HsOI= | C:\Temp\vw\test data\ppmd_templates_OPIR1.rvt
ppmd_templates_OPIR1.rvt | OPIR1 - INTERIOR DESIGN | FALSE | Ceiling Finish¦Preferred | Ceiling Finish | FALSE |  | MNtvRJeKtdSCW45ySaX0HzQLzQCKaO+V4cTIM12HsOI= | C:\Temp\vw\test data\ppmd_templates_OPIR1.rvt
ppmd_templates_OPIR1.rvt | OPIR1 - INTERIOR DESIGN | FALSE | Ceiling Finish¦Alternate | Ceiling Finish2 | TRUE | acb31fd1-378b-4329-97b0-400ae39b5bc4 | MNtvRJeKtdSCW45ySaX0HzQLzQCKaO+V4cTIM12HsOI= | C:\Temp\vw\test data\ppmd_templates_OPIR1.rvt
ppmd_templates_OPIR1.rvt | OPIR1 - INTERIOR DESIGN | FALSE | Room Height¦ft - in | Ceiling_Hgt_IP | TRUE | 9f14ca4f-2465-4385-a17c-7aa549f64c09 | MNtvRJeKtdSCW45ySaX0HzQLzQCKaO+V4cTIM12HsOI= | C:\Temp\vw\test data\ppmd_templates_OPIR1.rvt
ppmd_templates_OPIR1.rvt | OPIR1 - INTERIOR DESIGN | FALSE | Room Noise¦Min NC | Noise_NC_MIN | TRUE | 8c49df6c-7d6b-49fd-9459-f57d0921d704 | MNtvRJeKtdSCW45ySaX0HzQLzQCKaO+V4cTIM12HsOI= | C:\Temp\vw\test data\ppmd_templates_OPIR1.rvt
ppmd_templates_OPIR1.rvt | OPIR1 - INTERIOR DESIGN | FALSE | Room Noise¦Max NC | Noise_NC_MAX | TRUE | 629b571a-1c14-443c-b8e8-1130b5edb513 | MNtvRJeKtdSCW45ySaX0HzQLzQCKaO+V4cTIM12HsOI= | C:\Temp\vw\test data\ppmd_templates_OPIR1.rvt
ppmd_templates_OPIR1.rvt | OPIR1 - INTERIOR DESIGN | FALSE | Room Noise¦SC | Noise_SC | TRUE | 44bf9cd1-070a-432c-87d9-26a3211cfe07 | MNtvRJeKtdSCW45ySaX0HzQLzQCKaO+V4cTIM12HsOI= | C:\Temp\vw\test data\ppmd_templates_OPIR1.rvt
ppmd_templates_OPIR1.rvt | OPIR1 - MECHANICAL DESIGN | FALSE | Air Balance | Air_Balance | TRUE | 587b3cf9-4450-4d95-b8ef-0e93665dbd91 | MNtvRJeKtdSCW45ySaX0HzQLzQCKaO+V4cTIM12HsOI= | C:\Temp\vw\test data\ppmd_templates_OPIR1.rvt
ppmd_templates_OPIR1.rvt | OPIR1 - MECHANICAL DESIGN | FALSE | Air Changes Total | Air_Changes_Total | TRUE | 3988d7f3-0f28-4410-866c-5bc65e1d842a | MNtvRJeKtdSCW45ySaX0HzQLzQCKaO+V4cTIM12HsOI= | C:\Temp\vw\test data\ppmd_templates_OPIR1.rvt
ppmd_templates_OPIR1.rvt | OPIR1 - MECHANICAL DESIGN | FALSE | Air Changes OA | Air_Changes_OA | TRUE | b7af949f-3b64-4f85-9391-d9f17dcaad1e | MNtvRJeKtdSCW45ySaX0HzQLzQCKaO+V4cTIM12HsOI= | C:\Temp\vw\test data\ppmd_templates_OPIR1.rvt
ppmd_templates_OPIR1.rvt | OPIR1 - MECHANICAL DESIGN | FALSE | 100% Exhaust Air | Exhaust_Air_100% | TRUE | 62b97784-583b-47d5-90a3-a90bbb961b6e | MNtvRJeKtdSCW45ySaX0HzQLzQCKaO+V4cTIM12HsOI= | C:\Temp\vw\test data\ppmd_templates_OPIR1.rvt
ppmd_templates_OPIR1.rvt | OPIR1 - MECHANICAL DESIGN | FALSE | Summer Temp¦F | Temp_Summer_F | TRUE | 1cbf6964-bd0f-4852-b367-ef4828e2e2cc | MNtvRJeKtdSCW45ySaX0HzQLzQCKaO+V4cTIM12HsOI= | C:\Temp\vw\test data\ppmd_templates_OPIR1.rvt
ppmd_templates_OPIR1.rvt | OPIR1 - MECHANICAL DESIGN | FALSE | Summer Temp¦C | Temp_Summer_C | FALSE |  | MNtvRJeKtdSCW45ySaX0HzQLzQCKaO+V4cTIM12HsOI= | C:\Temp\vw\test data\ppmd_templates_OPIR1.rvt
ppmd_templates_OPIR1.rvt | OPIR1 - MECHANICAL DESIGN | FALSE | Summer Temp¦Note | Temp_Summer_Note | TRUE | 6248fa3c-bb43-4e1c-91bb-60e102e573b7 | MNtvRJeKtdSCW45ySaX0HzQLzQCKaO+V4cTIM12HsOI= | C:\Temp\vw\test data\ppmd_templates_OPIR1.rvt
ppmd_templates_OPIR1.rvt | OPIR1 - MECHANICAL DESIGN | FALSE | Winter Temp¦F | Temp_Winter_F | TRUE | b4f9888f-41ad-47ef-a6af-145b3de732c9 | MNtvRJeKtdSCW45ySaX0HzQLzQCKaO+V4cTIM12HsOI= | C:\Temp\vw\test data\ppmd_templates_OPIR1.rvt
ppmd_templates_OPIR1.rvt | OPIR1 - MECHANICAL DESIGN | FALSE | Winter Temp¦C | Temp_Winter_C | FALSE |  | MNtvRJeKtdSCW45ySaX0HzQLzQCKaO+V4cTIM12HsOI= | C:\Temp\vw\test data\ppmd_templates_OPIR1.rvt
ppmd_templates_OPIR1.rvt | OPIR1 - MECHANICAL DESIGN | FALSE | Winter Temp¦Note | Temp_Winter_Note | TRUE | aacd83fc-f530-464e-b089-01667d3c52cd | MNtvRJeKtdSCW45ySaX0HzQLzQCKaO+V4cTIM12HsOI= | C:\Temp\vw\test data\ppmd_templates_OPIR1.rvt
ppmd_templates_OPIR1.rvt | OPIR1 - MECHANICAL DESIGN | FALSE | Max Relative Humidity | Relative_Humidity | TRUE | 36ead6c1-4384-4a65-8654-06a60aef94cb | MNtvRJeKtdSCW45ySaX0HzQLzQCKaO+V4cTIM12HsOI= | C:\Temp\vw\test data\ppmd_templates_OPIR1.rvt
ppmd_templates_OPIR1.rvt | OPIR1 - MECHANICAL DESIGN | FALSE | Filtration¦Interm % | Filtration_Inter_% | TRUE | 4f03ad65-f905-419e-a0cf-8f58fe921fbc | MNtvRJeKtdSCW45ySaX0HzQLzQCKaO+V4cTIM12HsOI= | C:\Temp\vw\test data\ppmd_templates_OPIR1.rvt
ppmd_templates_OPIR1.rvt | OPIR1 - MECHANICAL DESIGN | FALSE | Filtration¦Final % | Filtration_Final_% | TRUE | cc736e5f-46f5-476a-8d0a-ceb32d8d4e5a | MNtvRJeKtdSCW45ySaX0HzQLzQCKaO+V4cTIM12HsOI= | C:\Temp\vw\test data\ppmd_templates_OPIR1.rvt
ppmd_templates_OPIR1.rvt | OPIR1 - MECHANICAL DESIGN | FALSE | Notes | Mech_Notes | TRUE | a32df790-0ab9-4c4a-b19c-511c2eef6d56 | MNtvRJeKtdSCW45ySaX0HzQLzQCKaO+V4cTIM12HsOI= | C:\Temp\vw\test data\ppmd_templates_OPIR1.rvt
ppmd_templates_OPIR1.rvt | OPIR1 - MEDICAL GAS DESIGN | FALSE | MCA | MedGas_MCA | TRUE | 3b23ea7f-b9f1-4749-8a2b-eb6a4fab4cdc | MNtvRJeKtdSCW45ySaX0HzQLzQCKaO+V4cTIM12HsOI= | C:\Temp\vw\test data\ppmd_templates_OPIR1.rvt
ppmd_templates_OPIR1.rvt | OPIR1 - MEDICAL GAS DESIGN | FALSE | DCA | MedGas_DCA | TRUE | 20dc9c73-7465-4e8a-8300-4a8b5a46a91c | MNtvRJeKtdSCW45ySaX0HzQLzQCKaO+V4cTIM12HsOI= | C:\Temp\vw\test data\ppmd_templates_OPIR1.rvt
ppmd_templates_OPIR1.rvt | OPIR1 - MEDICAL GAS DESIGN | FALSE | LA | MedGas_LA | TRUE | 99801083-d820-4c5f-ad07-ab168e1bbda0 | MNtvRJeKtdSCW45ySaX0HzQLzQCKaO+V4cTIM12HsOI= | C:\Temp\vw\test data\ppmd_templates_OPIR1.rvt
ppmd_templates_OPIR1.rvt | OPIR1 - MEDICAL GAS DESIGN | FALSE | PA | MedGas_PA | TRUE | 55793ba6-1647-428e-86f6-5ce4153c7f2e | MNtvRJeKtdSCW45ySaX0HzQLzQCKaO+V4cTIM12HsOI= | C:\Temp\vw\test data\ppmd_templates_OPIR1.rvt
ppmd_templates_OPIR1.rvt | OPIR1 - MEDICAL GAS DESIGN | FALSE | MV | MedGas_MV | TRUE | 0a0bec6d-9172-4a2c-9fb3-7616a08f677a | MNtvRJeKtdSCW45ySaX0HzQLzQCKaO+V4cTIM12HsOI= | C:\Temp\vw\test data\ppmd_templates_OPIR1.rvt
ppmd_templates_OPIR1.rvt | OPIR1 - MEDICAL GAS DESIGN | FALSE | DHV | MedGas_DHV | TRUE | 79779898-9917-494b-a027-0013b44e14f1 | MNtvRJeKtdSCW45ySaX0HzQLzQCKaO+V4cTIM12HsOI= | C:\Temp\vw\test data\ppmd_templates_OPIR1.rvt
ppmd_templates_OPIR1.rvt | OPIR1 - MEDICAL GAS DESIGN | FALSE | DLV | MedGas_DLV | TRUE | bcdcef93-2e56-440a-a8f7-e9973eadba59 | MNtvRJeKtdSCW45ySaX0HzQLzQCKaO+V4cTIM12HsOI= | C:\Temp\vw\test data\ppmd_templates_OPIR1.rvt
ppmd_templates_OPIR1.rvt | OPIR1 - MEDICAL GAS DESIGN | FALSE | LDE | MedGas_LDE | TRUE | cc6496eb-fa04-4455-81d4-1dfb1e6aaa52 | MNtvRJeKtdSCW45ySaX0HzQLzQCKaO+V4cTIM12HsOI= | C:\Temp\vw\test data\ppmd_templates_OPIR1.rvt
ppmd_templates_OPIR1.rvt | OPIR1 - MEDICAL GAS DESIGN | FALSE | OX | MedGas_OX | TRUE | 59f6c2e0-639e-4476-adf0-a5c19b1199db | MNtvRJeKtdSCW45ySaX0HzQLzQCKaO+V4cTIM12HsOI= | C:\Temp\vw\test data\ppmd_templates_OPIR1.rvt
ppmd_templates_OPIR1.rvt | OPIR1 - MEDICAL GAS DESIGN | FALSE | NO | MedGas_NO | TRUE | 1f31b342-99ad-494b-90ce-f27b8fc04b75 | MNtvRJeKtdSCW45ySaX0HzQLzQCKaO+V4cTIM12HsOI= | C:\Temp\vw\test data\ppmd_templates_OPIR1.rvt
ppmd_templates_OPIR1.rvt | OPIR1 - MEDICAL GAS DESIGN | FALSE | NI | MedGas_NI | TRUE | ea24567d-1f4e-45f9-907f-a79ef8b323b1 | MNtvRJeKtdSCW45ySaX0HzQLzQCKaO+V4cTIM12HsOI= | C:\Temp\vw\test data\ppmd_templates_OPIR1.rvt
ppmd_templates_OPIR1.rvt | OPIR1 - MEDICAL GAS DESIGN | FALSE | WAGD | MedGas_WAGD | TRUE | 1aa3572e-5073-44b4-acb3-ff8739230b69 | MNtvRJeKtdSCW45ySaX0HzQLzQCKaO+V4cTIM12HsOI= | C:\Temp\vw\test data\ppmd_templates_OPIR1.rvt
ppmd_templates_OPIR1.rvt | OPIR1 - MEDICAL GAS DESIGN | FALSE | Notes1 | MedGas_Notes | TRUE | 69d1283f-21ef-46f3-9ebb-e36d00ef4da3 | MNtvRJeKtdSCW45ySaX0HzQLzQCKaO+V4cTIM12HsOI= | C:\Temp\vw\test data\ppmd_templates_OPIR1.rvt
ppmd_templates_OPIR1.rvt | OPIR1 - MEDICAL GAS DESIGN | FALSE | Notes2 | MedGas_Notes2 | TRUE | 867f4341-094b-4cc7-b128-8c28392e09cd | MNtvRJeKtdSCW45ySaX0HzQLzQCKaO+V4cTIM12HsOI= | C:\Temp\vw\test data\ppmd_templates_OPIR1.rvt
ppmd_templates_OPIR1.rvt | OPIR1 - STRUCTURAL DESIGN | FALSE | Structural Load¦psf | Str_FloorLoad_psf | TRUE | 654b90c9-d71e-4bcd-9f27-a1532becca95 | MNtvRJeKtdSCW45ySaX0HzQLzQCKaO+V4cTIM12HsOI= | C:\Temp\vw\test data\ppmd_templates_OPIR1.rvt
ppmd_templates_OPIR1.rvt | OPIR1 - STRUCTURAL DESIGN | FALSE | Structural Load¦kPA | Str_FloorLoad_kPA | FALSE |  | MNtvRJeKtdSCW45ySaX0HzQLzQCKaO+V4cTIM12HsOI= | C:\Temp\vw\test data\ppmd_templates_OPIR1.rvt
ppmd_templates_OPIR1.rvt | OPIR1 - STRUCTURAL DESIGN | FALSE | Notes | Str_Notes | TRUE | 509b36e6-cf53-4158-b357-61e3cedd6faa | MNtvRJeKtdSCW45ySaX0HzQLzQCKaO+V4cTIM12HsOI= | C:\Temp\vw\test data\ppmd_templates_OPIR1.rvt
ppmd_templates_OPPF1.rvt | OPPF1 - DATA/TELEPHONE EQUIPMENT | FALSE | JSN | JSN | TRUE | 8632cd76-2ab9-457d-8db7-39197de446a2 | 2UI4iFgu53KdbdkwHTnn7t6N58vjoSB1T9syCwBdjBE= | C:\Temp\vw\test data\ppmd_templates_OPPF1.rvt
ppmd_templates_OPPF1.rvt | OPPF1 - DATA/TELEPHONE EQUIPMENT | FALSE | Nomenclature | Nomenclature | TRUE | f004b755-1952-4a21-a1c1-98f41ef6a86c | 2UI4iFgu53KdbdkwHTnn7t6N58vjoSB1T9syCwBdjBE= | C:\Temp\vw\test data\ppmd_templates_OPPF1.rvt
ppmd_templates_OPPF1.rvt | OPPF1 - DATA/TELEPHONE EQUIPMENT | FALSE | Qty | Count | FALSE |  | 2UI4iFgu53KdbdkwHTnn7t6N58vjoSB1T9syCwBdjBE= | C:\Temp\vw\test data\ppmd_templates_OPPF1.rvt
ppmd_templates_OPPF1.rvt | OPPF1 - DATA/TELEPHONE EQUIPMENT | FALSE | Logistics¦AR | CAT_Army | TRUE | fa0e0053-bcc4-42e8-881f-6a4690f994c9 | 2UI4iFgu53KdbdkwHTnn7t6N58vjoSB1T9syCwBdjBE= | C:\Temp\vw\test data\ppmd_templates_OPPF1.rvt
ppmd_templates_OPPF1.rvt | OPPF1 - DATA/TELEPHONE EQUIPMENT | FALSE | Logistics¦NA | CAT_Navy | TRUE | 183e77a6-b75d-41a5-8f81-f6abfee236ec | 2UI4iFgu53KdbdkwHTnn7t6N58vjoSB1T9syCwBdjBE= | C:\Temp\vw\test data\ppmd_templates_OPPF1.rvt
ppmd_templates_OPPF1.rvt | OPPF1 - DATA/TELEPHONE EQUIPMENT | FALSE | Logistics¦AF | CAT_AF | TRUE | 053816d3-2f83-4e72-9b30-0a25ff75573f | 2UI4iFgu53KdbdkwHTnn7t6N58vjoSB1T9syCwBdjBE= | C:\Temp\vw\test data\ppmd_templates_OPPF1.rvt
ppmd_templates_OPPF1.rvt | OPPF1 - DATA/TELEPHONE EQUIPMENT | FALSE | Logistics¦VA | CAT_VA | TRUE | abab06e0-bc20-4958-a9a7-acf73c376614 | 2UI4iFgu53KdbdkwHTnn7t6N58vjoSB1T9syCwBdjBE= | C:\Temp\vw\test data\ppmd_templates_OPPF1.rvt
ppmd_templates_OPPF1.rvt | OPPF1 - DOOR SCHEDULE | FALSE | Mark | Construction Type | FALSE |  | 2UI4iFgu53KdbdkwHTnn7t6N58vjoSB1T9syCwBdjBE= | C:\Temp\vw\test data\ppmd_templates_OPPF1.rvt | A
ppmd_templates_OPPF1.rvt | OPPF1 - DOOR SCHEDULE | FALSE | Type | Family | FALSE |  | 2UI4iFgu53KdbdkwHTnn7t6N58vjoSB1T9syCwBdjBE= | C:\Temp\vw\test data\ppmd_templates_OPPF1.rvt | Single-Flush
ppmd_templates_OPPF1.rvt | OPPF1 - DOOR SCHEDULE | FALSE | Count | Count | FALSE |  | 2UI4iFgu53KdbdkwHTnn7t6N58vjoSB1T9syCwBdjBE= | C:\Temp\vw\test data\ppmd_templates_OPPF1.rvt | 1
ppmd_templates_OPPF1.rvt | OPPF1 - DOOR SCHEDULE | FALSE | Height¦ft - in | Height | FALSE |  | 2UI4iFgu53KdbdkwHTnn7t6N58vjoSB1T9syCwBdjBE= | C:\Temp\vw\test data\ppmd_templates_OPPF1.rvt | 7' - 0"
ppmd_templates_OPPF1.rvt | OPPF1 - DOOR SCHEDULE | FALSE | Width¦ft - in | Width | FALSE |  | 2UI4iFgu53KdbdkwHTnn7t6N58vjoSB1T9syCwBdjBE= | C:\Temp\vw\test data\ppmd_templates_OPPF1.rvt | 3' - 0"
ppmd_templates_OPPF1.rvt | OPPF1 - DOOR SCHEDULE | FALSE | Notes | Type Comments | FALSE |  | 2UI4iFgu53KdbdkwHTnn7t6N58vjoSB1T9syCwBdjBE= | C:\Temp\vw\test data\ppmd_templates_OPPF1.rvt
ppmd_templates_OPPF1.rvt | OPPF1 - ELECTRICAL DESIGN | FALSE | Lighting¦LUX1 | Light_Level_LUX | TRUE | fc853981-f613-4f05-81bd-e48fb947424b | 2UI4iFgu53KdbdkwHTnn7t6N58vjoSB1T9syCwBdjBE= | C:\Temp\vw\test data\ppmd_templates_OPPF1.rvt | 500
ppmd_templates_OPPF1.rvt | OPPF1 - ELECTRICAL DESIGN | FALSE | Lighting¦Footcandles1 | Light_Level_FC | FALSE |  | 2UI4iFgu53KdbdkwHTnn7t6N58vjoSB1T9syCwBdjBE= | C:\Temp\vw\test data\ppmd_templates_OPPF1.rvt | 46
ppmd_templates_OPPF1.rvt | OPPF1 - ELECTRICAL DESIGN | FALSE | Lighting¦LUX2 | Light_Level_LUX2 | TRUE | 172f1cff-58cc-41cd-b888-0e7a81d2bf40 | 2UI4iFgu53KdbdkwHTnn7t6N58vjoSB1T9syCwBdjBE= | C:\Temp\vw\test data\ppmd_templates_OPPF1.rvt
ppmd_templates_OPPF1.rvt | OPPF1 - ELECTRICAL DESIGN | FALSE | Lighting¦Footcandles2 | Light_Level_FC2 | FALSE |  | 2UI4iFgu53KdbdkwHTnn7t6N58vjoSB1T9syCwBdjBE= | C:\Temp\vw\test data\ppmd_templates_OPPF1.rvt
ppmd_templates_OPPF1.rvt | OPPF1 - ELECTRICAL DESIGN | FALSE | Lighting¦Notes | Light_Notes | TRUE | a36245ac-ea57-45c2-bac5-bed4d04a4f78 | 2UI4iFgu53KdbdkwHTnn7t6N58vjoSB1T9syCwBdjBE= | C:\Temp\vw\test data\ppmd_templates_OPPF1.rvt | C
ppmd_templates_OPPF1.rvt | OPPF1 - ELECTRICAL DESIGN | FALSE | Lighting¦Notes2 | Light_Notes2 | TRUE | 6d0b4891-ce4c-45f8-9560-387866098a10 | 2UI4iFgu53KdbdkwHTnn7t6N58vjoSB1T9syCwBdjBE= | C:\Temp\vw\test data\ppmd_templates_OPPF1.rvt | C
ppmd_templates_OPPF1.rvt | OPPF1 - ELECTRICAL DESIGN | FALSE | Essential Power¦% Power | ES_Power% | TRUE | 7cbfe71a-865f-4cf4-b400-c67e3939439b | 2UI4iFgu53KdbdkwHTnn7t6N58vjoSB1T9syCwBdjBE= | C:\Temp\vw\test data\ppmd_templates_OPPF1.rvt | -
ppmd_templates_OPPF1.rvt | OPPF1 - ELECTRICAL DESIGN | FALSE | Essential Power¦% Light | ES_Light% | TRUE | af00a8bb-40cb-434a-a7e5-b4140f3c844f | 2UI4iFgu53KdbdkwHTnn7t6N58vjoSB1T9syCwBdjBE= | C:\Temp\vw\test data\ppmd_templates_OPPF1.rvt | -
ppmd_templates_OPPF1.rvt | OPPF1 - ELECTRICAL DESIGN | FALSE | Essential Power¦Notes | ES_Notes | TRUE | 0c3ae867-1060-40b5-bb68-261d16a167a0 | 2UI4iFgu53KdbdkwHTnn7t6N58vjoSB1T9syCwBdjBE= | C:\Temp\vw\test data\ppmd_templates_OPPF1.rvt | -
ppmd_templates_OPPF1.rvt | OPPF1 - EQUIPMENT SCHEDULE | TRUE | JSN | JSN | TRUE | 8632cd76-2ab9-457d-8db7-39197de446a2 | 2UI4iFgu53KdbdkwHTnn7t6N58vjoSB1T9syCwBdjBE= | C:\Temp\vw\test data\ppmd_templates_OPPF1.rvt | A1066¦A5075¦A5080¦A5145¦E0948¦F0205¦F0340¦F2010¦F3200¦M0705¦M0715¦M1801¦M1803¦P3100
ppmd_templates_OPPF1.rvt | OPPF1 - EQUIPMENT SCHEDULE | TRUE | Nomenclature | Nomenclature | TRUE | f004b755-1952-4a21-a1c1-98f41ef6a86c | 2UI4iFgu53KdbdkwHTnn7t6N58vjoSB1T9syCwBdjBE= | C:\Temp\vw\test data\ppmd_templates_OPPF1.rvt | Mirror, Float Glass, With SS Frame¦Dispenser, Soap, Disposable¦Dispenser, Paper Towel, SS, Surface Mounted¦Hook, Garment, Double, SS, Surface Mounted¦Cart, General Storage, Mobile, 42"H x 32"W x 22"D¦Chair, Side With Arms¦Stool, Self Adjusting¦Basket, Wastepaper, Step-On¦Clock, Battery, 12" Diameter¦Spirometer, Monitoring, Hand Held¦Pulmonary Function Analyzer, Portable¦Computer, Microprocessing, w/Flat Panel Monitor¦Workstation, Computer, Wall Mounted, Adjustable¦Lavatory, Vitreous China, Slab Type
ppmd_templates_OPPF1.rvt | OPPF1 - EQUIPMENT SCHEDULE | TRUE | Qty | Count | FALSE |  | 2UI4iFgu53KdbdkwHTnn7t6N58vjoSB1T9syCwBdjBE= | C:\Temp\vw\test data\ppmd_templates_OPPF1.rvt | 1¦1¦1¦1¦1¦1¦1¦1¦1¦1¦1¦1¦1¦1
ppmd_templates_OPPF1.rvt | OPPF1 - EQUIPMENT SCHEDULE | TRUE | LF | Comments | FALSE |  | 2UI4iFgu53KdbdkwHTnn7t6N58vjoSB1T9syCwBdjBE= | C:\Temp\vw\test data\ppmd_templates_OPPF1.rvt
ppmd_templates_OPPF1.rvt | OPPF1 - EQUIPMENT SCHEDULE | TRUE | Logistics¦AR | CAT_Army | TRUE | fa0e0053-bcc4-42e8-881f-6a4690f994c9 | 2UI4iFgu53KdbdkwHTnn7t6N58vjoSB1T9syCwBdjBE= | C:\Temp\vw\test data\ppmd_templates_OPPF1.rvt | A¦C¦A¦A¦C¦C¦C¦C¦C¦C¦C¦C¦C¦A
ppmd_templates_OPPF1.rvt | OPPF1 - EQUIPMENT SCHEDULE | TRUE | Logistics¦NA | CAT_Navy | TRUE | 183e77a6-b75d-41a5-8f81-f6abfee236ec | 2UI4iFgu53KdbdkwHTnn7t6N58vjoSB1T9syCwBdjBE= | C:\Temp\vw\test data\ppmd_templates_OPPF1.rvt | A¦C¦A¦A¦C¦C¦C¦C¦C¦C¦C¦C¦C¦A
ppmd_templates_OPPF1.rvt | OPPF1 - EQUIPMENT SCHEDULE | TRUE | Logistics¦AF | CAT_AF | TRUE | 053816d3-2f83-4e72-9b30-0a25ff75573f | 2UI4iFgu53KdbdkwHTnn7t6N58vjoSB1T9syCwBdjBE= | C:\Temp\vw\test data\ppmd_templates_OPPF1.rvt | A¦C¦A¦A¦C¦C¦-¦C¦C¦-¦C¦-¦-¦A
ppmd_templates_OPPF1.rvt | OPPF1 - EQUIPMENT SCHEDULE | TRUE | Logistics¦VA | CAT_VA | TRUE | abab06e0-bc20-4958-a9a7-acf73c376614 | 2UI4iFgu53KdbdkwHTnn7t6N58vjoSB1T9syCwBdjBE= | C:\Temp\vw\test data\ppmd_templates_OPPF1.rvt | A¦C¦A¦A¦C¦C¦-¦C¦C¦-¦C¦-¦-¦A
ppmd_templates_OPPF1.rvt | OPPF1 - EQUIPMENT SCHEDULE | TRUE | Utilities¦1 | UTIL_1_WaterDrain | TRUE | 594b780e-c62e-473b-9f66-4d3db2fa1b7f | 2UI4iFgu53KdbdkwHTnn7t6N58vjoSB1T9syCwBdjBE= | C:\Temp\vw\test data\ppmd_templates_OPPF1.rvt | -¦-¦-¦-¦-¦-¦-¦-¦-¦-¦-¦-¦-¦D
ppmd_templates_OPPF1.rvt | OPPF1 - EQUIPMENT SCHEDULE | TRUE | Utilities¦2 | UTIL_2_Elec | TRUE | 28082216-138e-4a2f-9824-e96dbd7e3cd0 | 2UI4iFgu53KdbdkwHTnn7t6N58vjoSB1T9syCwBdjBE= | C:\Temp\vw\test data\ppmd_templates_OPPF1.rvt | -¦-¦-¦-¦-¦-¦-¦-¦-¦A¦A¦A¦A¦-
ppmd_templates_OPPF1.rvt | OPPF1 - EQUIPMENT SCHEDULE | TRUE | Utilities¦3 | UTIL_3_MedGas | TRUE | 22af1ef2-54f0-4b6e-b40a-7064dfb8769c | 2UI4iFgu53KdbdkwHTnn7t6N58vjoSB1T9syCwBdjBE= | C:\Temp\vw\test data\ppmd_templates_OPPF1.rvt | -¦-¦-¦-¦-¦-¦-¦-¦-¦-¦-¦-¦-¦-
ppmd_templates_OPPF1.rvt | OPPF1 - EQUIPMENT SCHEDULE | TRUE | Utilities¦4 | UTIL_4_MiscGas | TRUE | 745b8c3e-fd4a-4430-994a-d25826e1e484 | 2UI4iFgu53KdbdkwHTnn7t6N58vjoSB1T9syCwBdjBE= | C:\Temp\vw\test data\ppmd_templates_OPPF1.rvt | -¦-¦-¦-¦-¦-¦-¦-¦-¦-¦-¦-¦-¦-
ppmd_templates_OPPF1.rvt | OPPF1 - EQUIPMENT SCHEDULE | TRUE | Utilities¦5 | UTIL_5_NonMedGas | TRUE | 323edf97-d058-44ef-a0fb-1836c80554d8 | 2UI4iFgu53KdbdkwHTnn7t6N58vjoSB1T9syCwBdjBE= | C:\Temp\vw\test data\ppmd_templates_OPPF1.rvt | -¦-¦-¦-¦-¦-¦-¦-¦-¦-¦-¦-¦-¦-
ppmd_templates_OPPF1.rvt | OPPF1 - EQUIPMENT SCHEDULE | TRUE | Utilities¦6 | UTIL_6_Misc | TRUE | 38083e2d-8ba3-4868-9752-742b7a4a9586 | 2UI4iFgu53KdbdkwHTnn7t6N58vjoSB1T9syCwBdjBE= | C:\Temp\vw\test data\ppmd_templates_OPPF1.rvt | -¦-¦-¦-¦-¦-¦-¦-¦-¦-¦-¦-¦-¦-
ppmd_templates_OPPF1.rvt | OPPF1 - INTERIOR DESIGN | FALSE | Floor Finish¦Preferred | Floor Finish | FALSE |  | 2UI4iFgu53KdbdkwHTnn7t6N58vjoSB1T9syCwBdjBE= | C:\Temp\vw\test data\ppmd_templates_OPPF1.rvt | UT
ppmd_templates_OPPF1.rvt | OPPF1 - INTERIOR DESIGN | FALSE | Floor Finish¦Alternate | Floor Finish2 | TRUE | 4030719d-a272-441a-8bfa-d5eb510a1687 | 2UI4iFgu53KdbdkwHTnn7t6N58vjoSB1T9syCwBdjBE= | C:\Temp\vw\test data\ppmd_templates_OPPF1.rvt
ppmd_templates_OPPF1.rvt | OPPF1 - INTERIOR DESIGN | FALSE | Wall Finish¦Preferred | Wall Finish | FALSE |  | 2UI4iFgu53KdbdkwHTnn7t6N58vjoSB1T9syCwBdjBE= | C:\Temp\vw\test data\ppmd_templates_OPPF1.rvt | GPT
ppmd_templates_OPPF1.rvt | OPPF1 - INTERIOR DESIGN | FALSE | Wall Finish¦Alternate | Wall Finish2 | TRUE | 5a49d499-57b3-4e1f-afc0-4c041c862be1 | 2UI4iFgu53KdbdkwHTnn7t6N58vjoSB1T9syCwBdjBE= | C:\Temp\vw\test data\ppmd_templates_OPPF1.rvt
ppmd_templates_OPPF1.rvt | OPPF1 - INTERIOR DESIGN | FALSE | Ceiling Finish¦Preferred | Ceiling Finish | FALSE |  | 2UI4iFgu53KdbdkwHTnn7t6N58vjoSB1T9syCwBdjBE= | C:\Temp\vw\test data\ppmd_templates_OPPF1.rvt | AT1
ppmd_templates_OPPF1.rvt | OPPF1 - INTERIOR DESIGN | FALSE | Ceiling Finish¦Alternate | Ceiling Finish2 | TRUE | acb31fd1-378b-4329-97b0-400ae39b5bc4 | 2UI4iFgu53KdbdkwHTnn7t6N58vjoSB1T9syCwBdjBE= | C:\Temp\vw\test data\ppmd_templates_OPPF1.rvt
ppmd_templates_OPPF1.rvt | OPPF1 - INTERIOR DESIGN | FALSE | Room Height¦ft - in | Ceiling_Hgt_IP | TRUE | 9f14ca4f-2465-4385-a17c-7aa549f64c09 | 2UI4iFgu53KdbdkwHTnn7t6N58vjoSB1T9syCwBdjBE= | C:\Temp\vw\test data\ppmd_templates_OPPF1.rvt | 8' - 0"
ppmd_templates_OPPF1.rvt | OPPF1 - INTERIOR DESIGN | FALSE | Room Noise¦Min NC | Noise_NC_MIN | TRUE | 8c49df6c-7d6b-49fd-9459-f57d0921d704 | 2UI4iFgu53KdbdkwHTnn7t6N58vjoSB1T9syCwBdjBE= | C:\Temp\vw\test data\ppmd_templates_OPPF1.rvt | 30
ppmd_templates_OPPF1.rvt | OPPF1 - INTERIOR DESIGN | FALSE | Room Noise¦Max NC | Noise_NC_MAX | TRUE | 629b571a-1c14-443c-b8e8-1130b5edb513 | 2UI4iFgu53KdbdkwHTnn7t6N58vjoSB1T9syCwBdjBE= | C:\Temp\vw\test data\ppmd_templates_OPPF1.rvt | 40
ppmd_templates_OPPF1.rvt | OPPF1 - INTERIOR DESIGN | FALSE | Room Noise¦SC | Noise_SC | TRUE | 44bf9cd1-070a-432c-87d9-26a3211cfe07 | 2UI4iFgu53KdbdkwHTnn7t6N58vjoSB1T9syCwBdjBE= | C:\Temp\vw\test data\ppmd_templates_OPPF1.rvt | 50
ppmd_templates_OPPF1.rvt | OPPF1 - MECHANICAL DESIGN | FALSE | Air Balance | Air_Balance | TRUE | 587b3cf9-4450-4d95-b8ef-0e93665dbd91 | 2UI4iFgu53KdbdkwHTnn7t6N58vjoSB1T9syCwBdjBE= | C:\Temp\vw\test data\ppmd_templates_OPPF1.rvt | 0
ppmd_templates_OPPF1.rvt | OPPF1 - MECHANICAL DESIGN | FALSE | Air Changes Total | Air_Changes_Total | TRUE | 3988d7f3-0f28-4410-866c-5bc65e1d842a | 2UI4iFgu53KdbdkwHTnn7t6N58vjoSB1T9syCwBdjBE= | C:\Temp\vw\test data\ppmd_templates_OPPF1.rvt | 6
ppmd_templates_OPPF1.rvt | OPPF1 - MECHANICAL DESIGN | FALSE | Air Changes OA | Air_Changes_OA | TRUE | b7af949f-3b64-4f85-9391-d9f17dcaad1e | 2UI4iFgu53KdbdkwHTnn7t6N58vjoSB1T9syCwBdjBE= | C:\Temp\vw\test data\ppmd_templates_OPPF1.rvt | 2
ppmd_templates_OPPF1.rvt | OPPF1 - MECHANICAL DESIGN | FALSE | 100% Exhaust Air | Exhaust_Air_100% | TRUE | 62b97784-583b-47d5-90a3-a90bbb961b6e | 2UI4iFgu53KdbdkwHTnn7t6N58vjoSB1T9syCwBdjBE= | C:\Temp\vw\test data\ppmd_templates_OPPF1.rvt | Y
ppmd_templates_OPPF1.rvt | OPPF1 - MECHANICAL DESIGN | FALSE | Summer Temp¦F | Temp_Summer_F | TRUE | 1cbf6964-bd0f-4852-b367-ef4828e2e2cc | 2UI4iFgu53KdbdkwHTnn7t6N58vjoSB1T9syCwBdjBE= | C:\Temp\vw\test data\ppmd_templates_OPPF1.rvt
ppmd_templates_OPPF1.rvt | OPPF1 - MECHANICAL DESIGN | FALSE | Summer Temp¦C | Temp_Summer_C | FALSE |  | 2UI4iFgu53KdbdkwHTnn7t6N58vjoSB1T9syCwBdjBE= | C:\Temp\vw\test data\ppmd_templates_OPPF1.rvt
ppmd_templates_OPPF1.rvt | OPPF1 - MECHANICAL DESIGN | FALSE | Summer Temp¦Note | Temp_Summer_Note | TRUE | 6248fa3c-bb43-4e1c-91bb-60e102e573b7 | 2UI4iFgu53KdbdkwHTnn7t6N58vjoSB1T9syCwBdjBE= | C:\Temp\vw\test data\ppmd_templates_OPPF1.rvt
ppmd_templates_OPPF1.rvt | OPPF1 - MECHANICAL DESIGN | FALSE | Winter Temp¦F | Temp_Winter_F | TRUE | b4f9888f-41ad-47ef-a6af-145b3de732c9 | 2UI4iFgu53KdbdkwHTnn7t6N58vjoSB1T9syCwBdjBE= | C:\Temp\vw\test data\ppmd_templates_OPPF1.rvt | 70
ppmd_templates_OPPF1.rvt | OPPF1 - MECHANICAL DESIGN | FALSE | Winter Temp¦C | Temp_Winter_C | FALSE |  | 2UI4iFgu53KdbdkwHTnn7t6N58vjoSB1T9syCwBdjBE= | C:\Temp\vw\test data\ppmd_templates_OPPF1.rvt | 21
ppmd_templates_OPPF1.rvt | OPPF1 - MECHANICAL DESIGN | FALSE | Winter Temp¦Note | Temp_Winter_Note | TRUE | aacd83fc-f530-464e-b089-01667d3c52cd | 2UI4iFgu53KdbdkwHTnn7t6N58vjoSB1T9syCwBdjBE= | C:\Temp\vw\test data\ppmd_templates_OPPF1.rvt
ppmd_templates_OPPF1.rvt | OPPF1 - MECHANICAL DESIGN | FALSE | Max Relative Humidity | Relative_Humidity | TRUE | 36ead6c1-4384-4a65-8654-06a60aef94cb | 2UI4iFgu53KdbdkwHTnn7t6N58vjoSB1T9syCwBdjBE= | C:\Temp\vw\test data\ppmd_templates_OPPF1.rvt
ppmd_templates_OPPF1.rvt | OPPF1 - MECHANICAL DESIGN | FALSE | Filtration¦Interm % | Filtration_Inter_% | TRUE | 4f03ad65-f905-419e-a0cf-8f58fe921fbc | 2UI4iFgu53KdbdkwHTnn7t6N58vjoSB1T9syCwBdjBE= | C:\Temp\vw\test data\ppmd_templates_OPPF1.rvt | 14
ppmd_templates_OPPF1.rvt | OPPF1 - MECHANICAL DESIGN | FALSE | Filtration¦Final % | Filtration_Final_% | TRUE | cc736e5f-46f5-476a-8d0a-ceb32d8d4e5a | 2UI4iFgu53KdbdkwHTnn7t6N58vjoSB1T9syCwBdjBE= | C:\Temp\vw\test data\ppmd_templates_OPPF1.rvt
ppmd_templates_OPPF1.rvt | OPPF1 - MECHANICAL DESIGN | FALSE | Notes | Mech_Notes | TRUE | a32df790-0ab9-4c4a-b19c-511c2eef6d56 | 2UI4iFgu53KdbdkwHTnn7t6N58vjoSB1T9syCwBdjBE= | C:\Temp\vw\test data\ppmd_templates_OPPF1.rvt
ppmd_templates_OPPF1.rvt | OPPF1 - MEDICAL GAS DESIGN | FALSE | MCA | MedGas_MCA | TRUE | 3b23ea7f-b9f1-4749-8a2b-eb6a4fab4cdc | 2UI4iFgu53KdbdkwHTnn7t6N58vjoSB1T9syCwBdjBE= | C:\Temp\vw\test data\ppmd_templates_OPPF1.rvt | 1
ppmd_templates_OPPF1.rvt | OPPF1 - MEDICAL GAS DESIGN | FALSE | DCA | MedGas_DCA | TRUE | 20dc9c73-7465-4e8a-8300-4a8b5a46a91c | 2UI4iFgu53KdbdkwHTnn7t6N58vjoSB1T9syCwBdjBE= | C:\Temp\vw\test data\ppmd_templates_OPPF1.rvt
ppmd_templates_OPPF1.rvt | OPPF1 - MEDICAL GAS DESIGN | FALSE | LA | MedGas_LA | TRUE | 99801083-d820-4c5f-ad07-ab168e1bbda0 | 2UI4iFgu53KdbdkwHTnn7t6N58vjoSB1T9syCwBdjBE= | C:\Temp\vw\test data\ppmd_templates_OPPF1.rvt
ppmd_templates_OPPF1.rvt | OPPF1 - MEDICAL GAS DESIGN | FALSE | PA | MedGas_PA | TRUE | 55793ba6-1647-428e-86f6-5ce4153c7f2e | 2UI4iFgu53KdbdkwHTnn7t6N58vjoSB1T9syCwBdjBE= | C:\Temp\vw\test data\ppmd_templates_OPPF1.rvt
ppmd_templates_OPPF1.rvt | OPPF1 - MEDICAL GAS DESIGN | FALSE | MV | MedGas_MV | TRUE | 0a0bec6d-9172-4a2c-9fb3-7616a08f677a | 2UI4iFgu53KdbdkwHTnn7t6N58vjoSB1T9syCwBdjBE= | C:\Temp\vw\test data\ppmd_templates_OPPF1.rvt | 1
ppmd_templates_OPPF1.rvt | OPPF1 - MEDICAL GAS DESIGN | FALSE | DHV | MedGas_DHV | TRUE | 79779898-9917-494b-a027-0013b44e14f1 | 2UI4iFgu53KdbdkwHTnn7t6N58vjoSB1T9syCwBdjBE= | C:\Temp\vw\test data\ppmd_templates_OPPF1.rvt
ppmd_templates_OPPF1.rvt | OPPF1 - MEDICAL GAS DESIGN | FALSE | DLV | MedGas_DLV | TRUE | bcdcef93-2e56-440a-a8f7-e9973eadba59 | 2UI4iFgu53KdbdkwHTnn7t6N58vjoSB1T9syCwBdjBE= | C:\Temp\vw\test data\ppmd_templates_OPPF1.rvt
ppmd_templates_OPPF1.rvt | OPPF1 - MEDICAL GAS DESIGN | FALSE | LDE | MedGas_LDE | TRUE | cc6496eb-fa04-4455-81d4-1dfb1e6aaa52 | 2UI4iFgu53KdbdkwHTnn7t6N58vjoSB1T9syCwBdjBE= | C:\Temp\vw\test data\ppmd_templates_OPPF1.rvt
ppmd_templates_OPPF1.rvt | OPPF1 - MEDICAL GAS DESIGN | FALSE | OX | MedGas_OX | TRUE | 59f6c2e0-639e-4476-adf0-a5c19b1199db | 2UI4iFgu53KdbdkwHTnn7t6N58vjoSB1T9syCwBdjBE= | C:\Temp\vw\test data\ppmd_templates_OPPF1.rvt | 1
ppmd_templates_OPPF1.rvt | OPPF1 - MEDICAL GAS DESIGN | FALSE | NO | MedGas_NO | TRUE | 1f31b342-99ad-494b-90ce-f27b8fc04b75 | 2UI4iFgu53KdbdkwHTnn7t6N58vjoSB1T9syCwBdjBE= | C:\Temp\vw\test data\ppmd_templates_OPPF1.rvt
ppmd_templates_OPPF1.rvt | OPPF1 - MEDICAL GAS DESIGN | FALSE | NI | MedGas_NI | TRUE | ea24567d-1f4e-45f9-907f-a79ef8b323b1 | 2UI4iFgu53KdbdkwHTnn7t6N58vjoSB1T9syCwBdjBE= | C:\Temp\vw\test data\ppmd_templates_OPPF1.rvt
ppmd_templates_OPPF1.rvt | OPPF1 - MEDICAL GAS DESIGN | FALSE | WAGD | MedGas_WAGD | TRUE | 1aa3572e-5073-44b4-acb3-ff8739230b69 | 2UI4iFgu53KdbdkwHTnn7t6N58vjoSB1T9syCwBdjBE= | C:\Temp\vw\test data\ppmd_templates_OPPF1.rvt
ppmd_templates_OPPF1.rvt | OPPF1 - MEDICAL GAS DESIGN | FALSE | Notes1 | MedGas_Notes | TRUE | 69d1283f-21ef-46f3-9ebb-e36d00ef4da3 | 2UI4iFgu53KdbdkwHTnn7t6N58vjoSB1T9syCwBdjBE= | C:\Temp\vw\test data\ppmd_templates_OPPF1.rvt | B
ppmd_templates_OPPF1.rvt | OPPF1 - MEDICAL GAS DESIGN | FALSE | Notes2 | MedGas_Notes2 | TRUE | 867f4341-094b-4cc7-b128-8c28392e09cd | 2UI4iFgu53KdbdkwHTnn7t6N58vjoSB1T9syCwBdjBE= | C:\Temp\vw\test data\ppmd_templates_OPPF1.rvt
ppmd_templates_OPPF1.rvt | OPPF1 - STRUCTURAL DESIGN | FALSE | Structural Load¦psf | Str_FloorLoad_psf | TRUE | 654b90c9-d71e-4bcd-9f27-a1532becca95 | 2UI4iFgu53KdbdkwHTnn7t6N58vjoSB1T9syCwBdjBE= | C:\Temp\vw\test data\ppmd_templates_OPPF1.rvt | 60
ppmd_templates_OPPF1.rvt | OPPF1 - STRUCTURAL DESIGN | FALSE | Structural Load¦kPA | Str_FloorLoad_kPA | FALSE |  | 2UI4iFgu53KdbdkwHTnn7t6N58vjoSB1T9syCwBdjBE= | C:\Temp\vw\test data\ppmd_templates_OPPF1.rvt | 3
ppmd_templates_OPPF1.rvt | OPPF1 - STRUCTURAL DESIGN | FALSE | Notes | Str_Notes | TRUE | 509b36e6-cf53-4158-b357-61e3cedd6faa | 2UI4iFgu53KdbdkwHTnn7t6N58vjoSB1T9syCwBdjBE= | C:\Temp\vw\test data\ppmd_templates_OPPF1.rvt
ppmd_templates_OPRT1.rvt | OPRT1 - DATA/TELEPHONE EQUIPMENT | FALSE | JSN | JSN | TRUE | 8632cd76-2ab9-457d-8db7-39197de446a2 | 8Mfre9cCq4h7U28/Z3qBjKNWfGMwtFW3WX+UN2v3Peo= | C:\Temp\vw\test data\ppmd_templates_OPRT1.rvt
ppmd_templates_OPRT1.rvt | OPRT1 - DATA/TELEPHONE EQUIPMENT | FALSE | Nomenclature | Nomenclature | TRUE | f004b755-1952-4a21-a1c1-98f41ef6a86c | 8Mfre9cCq4h7U28/Z3qBjKNWfGMwtFW3WX+UN2v3Peo= | C:\Temp\vw\test data\ppmd_templates_OPRT1.rvt
ppmd_templates_OPRT1.rvt | OPRT1 - DATA/TELEPHONE EQUIPMENT | FALSE | Qty | Count | FALSE |  | 8Mfre9cCq4h7U28/Z3qBjKNWfGMwtFW3WX+UN2v3Peo= | C:\Temp\vw\test data\ppmd_templates_OPRT1.rvt
ppmd_templates_OPRT1.rvt | OPRT1 - DATA/TELEPHONE EQUIPMENT | FALSE | Logistics¦AR | CAT_Army | TRUE | fa0e0053-bcc4-42e8-881f-6a4690f994c9 | 8Mfre9cCq4h7U28/Z3qBjKNWfGMwtFW3WX+UN2v3Peo= | C:\Temp\vw\test data\ppmd_templates_OPRT1.rvt
ppmd_templates_OPRT1.rvt | OPRT1 - DATA/TELEPHONE EQUIPMENT | FALSE | Logistics¦NA | CAT_Navy | TRUE | 183e77a6-b75d-41a5-8f81-f6abfee236ec | 8Mfre9cCq4h7U28/Z3qBjKNWfGMwtFW3WX+UN2v3Peo= | C:\Temp\vw\test data\ppmd_templates_OPRT1.rvt
ppmd_templates_OPRT1.rvt | OPRT1 - DATA/TELEPHONE EQUIPMENT | FALSE | Logistics¦AF | CAT_AF | TRUE | 053816d3-2f83-4e72-9b30-0a25ff75573f | 8Mfre9cCq4h7U28/Z3qBjKNWfGMwtFW3WX+UN2v3Peo= | C:\Temp\vw\test data\ppmd_templates_OPRT1.rvt
ppmd_templates_OPRT1.rvt | OPRT1 - DATA/TELEPHONE EQUIPMENT | FALSE | Logistics¦VA | CAT_VA | TRUE | abab06e0-bc20-4958-a9a7-acf73c376614 | 8Mfre9cCq4h7U28/Z3qBjKNWfGMwtFW3WX+UN2v3Peo= | C:\Temp\vw\test data\ppmd_templates_OPRT1.rvt
ppmd_templates_OPRT1.rvt | OPRT1 - DOOR SCHEDULE | FALSE | Mark | Construction Type | FALSE |  | 8Mfre9cCq4h7U28/Z3qBjKNWfGMwtFW3WX+UN2v3Peo= | C:\Temp\vw\test data\ppmd_templates_OPRT1.rvt | B
ppmd_templates_OPRT1.rvt | OPRT1 - DOOR SCHEDULE | FALSE | Type | Family | FALSE |  | 8Mfre9cCq4h7U28/Z3qBjKNWfGMwtFW3WX+UN2v3Peo= | C:\Temp\vw\test data\ppmd_templates_OPRT1.rvt | Single-Flush
ppmd_templates_OPRT1.rvt | OPRT1 - DOOR SCHEDULE | FALSE | Count | Count | FALSE |  | 8Mfre9cCq4h7U28/Z3qBjKNWfGMwtFW3WX+UN2v3Peo= | C:\Temp\vw\test data\ppmd_templates_OPRT1.rvt | 1
ppmd_templates_OPRT1.rvt | OPRT1 - DOOR SCHEDULE | FALSE | Height¦ft - in | Height | FALSE |  | 8Mfre9cCq4h7U28/Z3qBjKNWfGMwtFW3WX+UN2v3Peo= | C:\Temp\vw\test data\ppmd_templates_OPRT1.rvt | 7' - 0"
ppmd_templates_OPRT1.rvt | OPRT1 - DOOR SCHEDULE | FALSE | Width¦ft - in | Width | FALSE |  | 8Mfre9cCq4h7U28/Z3qBjKNWfGMwtFW3WX+UN2v3Peo= | C:\Temp\vw\test data\ppmd_templates_OPRT1.rvt | 3' - 6"
ppmd_templates_OPRT1.rvt | OPRT1 - DOOR SCHEDULE | FALSE | Notes | Type Comments | FALSE |  | 8Mfre9cCq4h7U28/Z3qBjKNWfGMwtFW3WX+UN2v3Peo= | C:\Temp\vw\test data\ppmd_templates_OPRT1.rvt
ppmd_templates_OPRT1.rvt | OPRT1 - ELECTRICAL DESIGN | FALSE | Lighting¦LUX1 | Light_Level_LUX | TRUE | fc853981-f613-4f05-81bd-e48fb947424b | 8Mfre9cCq4h7U28/Z3qBjKNWfGMwtFW3WX+UN2v3Peo= | C:\Temp\vw\test data\ppmd_templates_OPRT1.rvt | 500
ppmd_templates_OPRT1.rvt | OPRT1 - ELECTRICAL DESIGN | FALSE | Lighting¦Footcandles1 | Light_Level_FC | FALSE |  | 8Mfre9cCq4h7U28/Z3qBjKNWfGMwtFW3WX+UN2v3Peo= | C:\Temp\vw\test data\ppmd_templates_OPRT1.rvt | 46
ppmd_templates_OPRT1.rvt | OPRT1 - ELECTRICAL DESIGN | FALSE | Lighting¦LUX2 | Light_Level_LUX2 | TRUE | 172f1cff-58cc-41cd-b888-0e7a81d2bf40 | 8Mfre9cCq4h7U28/Z3qBjKNWfGMwtFW3WX+UN2v3Peo= | C:\Temp\vw\test data\ppmd_templates_OPRT1.rvt
ppmd_templates_OPRT1.rvt | OPRT1 - ELECTRICAL DESIGN | FALSE | Lighting¦Footcandles2 | Light_Level_FC2 | FALSE |  | 8Mfre9cCq4h7U28/Z3qBjKNWfGMwtFW3WX+UN2v3Peo= | C:\Temp\vw\test data\ppmd_templates_OPRT1.rvt
ppmd_templates_OPRT1.rvt | OPRT1 - ELECTRICAL DESIGN | FALSE | Lighting¦Notes | Light_Notes | TRUE | a36245ac-ea57-45c2-bac5-bed4d04a4f78 | 8Mfre9cCq4h7U28/Z3qBjKNWfGMwtFW3WX+UN2v3Peo= | C:\Temp\vw\test data\ppmd_templates_OPRT1.rvt | C
ppmd_templates_OPRT1.rvt | OPRT1 - ELECTRICAL DESIGN | FALSE | Lighting¦Notes2 | Light_Notes2 | TRUE | 6d0b4891-ce4c-45f8-9560-387866098a10 | 8Mfre9cCq4h7U28/Z3qBjKNWfGMwtFW3WX+UN2v3Peo= | C:\Temp\vw\test data\ppmd_templates_OPRT1.rvt
ppmd_templates_OPRT1.rvt | OPRT1 - ELECTRICAL DESIGN | FALSE | Essential Power¦% Power | ES_Power% | TRUE | 7cbfe71a-865f-4cf4-b400-c67e3939439b | 8Mfre9cCq4h7U28/Z3qBjKNWfGMwtFW3WX+UN2v3Peo= | C:\Temp\vw\test data\ppmd_templates_OPRT1.rvt
ppmd_templates_OPRT1.rvt | OPRT1 - ELECTRICAL DESIGN | FALSE | Essential Power¦% Light | ES_Light% | TRUE | af00a8bb-40cb-434a-a7e5-b4140f3c844f | 8Mfre9cCq4h7U28/Z3qBjKNWfGMwtFW3WX+UN2v3Peo= | C:\Temp\vw\test data\ppmd_templates_OPRT1.rvt
ppmd_templates_OPRT1.rvt | OPRT1 - ELECTRICAL DESIGN | FALSE | Essential Power¦Notes | ES_Notes | TRUE | 0c3ae867-1060-40b5-bb68-261d16a167a0 | 8Mfre9cCq4h7U28/Z3qBjKNWfGMwtFW3WX+UN2v3Peo= | C:\Temp\vw\test data\ppmd_templates_OPRT1.rvt
ppmd_templates_OPRT1.rvt | OPRT1 - EQUIPMENT SCHEDULE | TRUE | JSN | JSN | TRUE | 8632cd76-2ab9-457d-8db7-39197de446a2 | 8Mfre9cCq4h7U28/Z3qBjKNWfGMwtFW3WX+UN2v3Peo= | C:\Temp\vw\test data\ppmd_templates_OPRT1.rvt | A1066¦A5075¦A5080¦A5106¦A5145¦A5180¦A5180¦E0945¦E0948¦E0963¦F0205¦F0340¦F3200¦M0750¦M0755¦M0765¦M0875¦M1620¦M1801¦M4116¦M4655¦M7905¦P3100¦TB017
ppmd_templates_OPRT1.rvt | OPRT1 - EQUIPMENT SCHEDULE | TRUE | Nomenclature | Nomenclature | TRUE | f004b755-1952-4a21-a1c1-98f41ef6a86c | 8Mfre9cCq4h7U28/Z3qBjKNWfGMwtFW3WX+UN2v3Peo= | C:\Temp\vw\test data\ppmd_templates_OPRT1.rvt | Mirror, Float Glass, With SS Frame¦Dispenser, Soap, Disposable¦Dispenser, Paper Towel, SS, Surface Mounted¦Waste Disposal Unit, Sharps w/Glove Dispenser¦Hook, Garment, Double, SS, Surface Mounted¦Track, Cubicle, Surface Mounted, With Curtain¦Track, Cubicle, Surface Mounted, With Curtain¦Mobile, Workstation¦Cart, General Storage, Mobile, 42"H x 32"W x 22"D¦Cart, General Storage, Mobile¦Chair, Side With Arms¦Stool, Self Adjusting¦Clock, Battery, 12" Diameter¦Flowmeter, Air, Connect w/50 PSI Supply¦Flowmeter, Oxygen, Low Flow¦Regulator, Vacuum¦Nebulizer, Ultrasonic¦Holder, Chart, Patient, Wall or Door Mounted¦Computer, Microprocessing, w/Flat Panel Monitor¦Monitor, Vital Signs¦Stretcher, Mobile, CRS, 9 Position¦Oximeter, Pulse¦Lavatory, Vitreous China, Slab Type¦Basket, Infectious Wast, Step-On
ppmd_templates_OPRT1.rvt | OPRT1 - EQUIPMENT SCHEDULE | TRUE | Qty | Count | FALSE |  | 8Mfre9cCq4h7U28/Z3qBjKNWfGMwtFW3WX+UN2v3Peo= | C:\Temp\vw\test data\ppmd_templates_OPRT1.rvt | 1¦1¦1¦1¦4¦4¦1¦1¦3¦1¦3¦1¦1¦3¦3¦3¦3¦1¦1¦1¦1¦3¦1¦4
ppmd_templates_OPRT1.rvt | OPRT1 - EQUIPMENT SCHEDULE | TRUE | LF | Comments | FALSE |  | 8Mfre9cCq4h7U28/Z3qBjKNWfGMwtFW3WX+UN2v3Peo= | C:\Temp\vw\test data\ppmd_templates_OPRT1.rvt | 8'-0"¦7'-0"
ppmd_templates_OPRT1.rvt | OPRT1 - EQUIPMENT SCHEDULE | TRUE | Logistics¦AR | CAT_Army | TRUE | fa0e0053-bcc4-42e8-881f-6a4690f994c9 | 8Mfre9cCq4h7U28/Z3qBjKNWfGMwtFW3WX+UN2v3Peo= | C:\Temp\vw\test data\ppmd_templates_OPRT1.rvt | A¦C¦A¦C¦A¦A¦A¦C¦C¦C¦C¦C¦C¦C¦C¦C¦C¦A¦C¦C¦C¦C¦A¦C
ppmd_templates_OPRT1.rvt | OPRT1 - EQUIPMENT SCHEDULE | TRUE | Logistics¦NA | CAT_Navy | TRUE | 183e77a6-b75d-41a5-8f81-f6abfee236ec | 8Mfre9cCq4h7U28/Z3qBjKNWfGMwtFW3WX+UN2v3Peo= | C:\Temp\vw\test data\ppmd_templates_OPRT1.rvt | A¦C¦A¦A¦A¦A¦A¦C¦C¦C¦C¦C¦C¦C¦C¦C¦C¦A¦C¦C¦C¦C¦A¦C
ppmd_templates_OPRT1.rvt | OPRT1 - EQUIPMENT SCHEDULE | TRUE | Logistics¦AF | CAT_AF | TRUE | 053816d3-2f83-4e72-9b30-0a25ff75573f | 8Mfre9cCq4h7U28/Z3qBjKNWfGMwtFW3WX+UN2v3Peo= | C:\Temp\vw\test data\ppmd_templates_OPRT1.rvt | A¦C¦A¦C¦A¦A¦A¦C¦C¦C¦C¦C¦C¦C¦C¦C¦C¦A¦C¦C¦C¦C¦A¦C
ppmd_templates_OPRT1.rvt | OPRT1 - EQUIPMENT SCHEDULE | TRUE | Logistics¦VA | CAT_VA | TRUE | abab06e0-bc20-4958-a9a7-acf73c376614 | 8Mfre9cCq4h7U28/Z3qBjKNWfGMwtFW3WX+UN2v3Peo= | C:\Temp\vw\test data\ppmd_templates_OPRT1.rvt | A¦C¦A¦C¦A¦A¦A¦C¦C¦C¦C¦C¦C¦C¦C¦C¦C¦A¦C¦C¦C¦C¦A¦C
ppmd_templates_OPRT1.rvt | OPRT1 - EQUIPMENT SCHEDULE | TRUE | Utilities¦1 | UTIL_1_WaterDrain | TRUE | 594b780e-c62e-473b-9f66-4d3db2fa1b7f | 8Mfre9cCq4h7U28/Z3qBjKNWfGMwtFW3WX+UN2v3Peo= | C:\Temp\vw\test data\ppmd_templates_OPRT1.rvt | -¦-¦-¦-¦-¦-¦-¦-¦-¦-¦-¦-¦-¦-¦-¦-¦-¦-¦-¦-¦-¦-¦D¦-
ppmd_templates_OPRT1.rvt | OPRT1 - EQUIPMENT SCHEDULE | TRUE | Utilities¦2 | UTIL_2_Elec | TRUE | 28082216-138e-4a2f-9824-e96dbd7e3cd0 | 8Mfre9cCq4h7U28/Z3qBjKNWfGMwtFW3WX+UN2v3Peo= | C:\Temp\vw\test data\ppmd_templates_OPRT1.rvt | -¦-¦-¦-¦-¦-¦-¦-¦-¦-¦-¦-¦-¦-¦-¦-¦A¦-¦A¦A¦-¦A¦-¦-
ppmd_templates_OPRT1.rvt | OPRT1 - EQUIPMENT SCHEDULE | TRUE | Utilities¦3 | UTIL_3_MedGas | TRUE | 22af1ef2-54f0-4b6e-b40a-7064dfb8769c | 8Mfre9cCq4h7U28/Z3qBjKNWfGMwtFW3WX+UN2v3Peo= | C:\Temp\vw\test data\ppmd_templates_OPRT1.rvt | -¦-¦-¦-¦-¦-¦-¦-¦-¦-¦-¦-¦-¦K¦A¦B¦F¦-¦-¦-¦-¦-¦-¦-
ppmd_templates_OPRT1.rvt | OPRT1 - EQUIPMENT SCHEDULE | TRUE | Utilities¦4 | UTIL_4_MiscGas | TRUE | 745b8c3e-fd4a-4430-994a-d25826e1e484 | 8Mfre9cCq4h7U28/Z3qBjKNWfGMwtFW3WX+UN2v3Peo= | C:\Temp\vw\test data\ppmd_templates_OPRT1.rvt | -¦-¦-¦-¦-¦-¦-¦-¦-¦-¦-¦-¦-¦-¦-¦-¦-¦-¦-¦-¦-¦-¦-¦-
ppmd_templates_OPRT1.rvt | OPRT1 - EQUIPMENT SCHEDULE | TRUE | Utilities¦5 | UTIL_5_NonMedGas | TRUE | 323edf97-d058-44ef-a0fb-1836c80554d8 | 8Mfre9cCq4h7U28/Z3qBjKNWfGMwtFW3WX+UN2v3Peo= | C:\Temp\vw\test data\ppmd_templates_OPRT1.rvt | -¦-¦-¦-¦-¦-¦-¦-¦-¦-¦-¦-¦-¦-¦-¦-¦-¦-¦-¦-¦-¦-¦-¦-
ppmd_templates_OPRT1.rvt | OPRT1 - EQUIPMENT SCHEDULE | TRUE | Utilities¦6 | UTIL_6_Misc | TRUE | 38083e2d-8ba3-4868-9752-742b7a4a9586 | 8Mfre9cCq4h7U28/Z3qBjKNWfGMwtFW3WX+UN2v3Peo= | C:\Temp\vw\test data\ppmd_templates_OPRT1.rvt | -¦-¦-¦-¦-¦-¦-¦-¦-¦-¦-¦-¦-¦-¦-¦-¦-¦-¦-¦-¦-¦-¦-¦-
ppmd_templates_OPRT1.rvt | OPRT1 - INTERIOR DESIGN | FALSE | Floor Finish¦Preferred | Floor Finish | FALSE |  | 8Mfre9cCq4h7U28/Z3qBjKNWfGMwtFW3WX+UN2v3Peo= | C:\Temp\vw\test data\ppmd_templates_OPRT1.rvt | UT
ppmd_templates_OPRT1.rvt | OPRT1 - INTERIOR DESIGN | FALSE | Floor Finish¦Alternate | Floor Finish2 | TRUE | 4030719d-a272-441a-8bfa-d5eb510a1687 | 8Mfre9cCq4h7U28/Z3qBjKNWfGMwtFW3WX+UN2v3Peo= | C:\Temp\vw\test data\ppmd_templates_OPRT1.rvt | US
ppmd_templates_OPRT1.rvt | OPRT1 - INTERIOR DESIGN | FALSE | Wall Finish¦Preferred | Wall Finish | FALSE |  | 8Mfre9cCq4h7U28/Z3qBjKNWfGMwtFW3WX+UN2v3Peo= | C:\Temp\vw\test data\ppmd_templates_OPRT1.rvt | GLG
ppmd_templates_OPRT1.rvt | OPRT1 - INTERIOR DESIGN | FALSE | Wall Finish¦Alternate | Wall Finish2 | TRUE | 5a49d499-57b3-4e1f-afc0-4c041c862be1 | 8Mfre9cCq4h7U28/Z3qBjKNWfGMwtFW3WX+UN2v3Peo= | C:\Temp\vw\test data\ppmd_templates_OPRT1.rvt | GPT
ppmd_templates_OPRT1.rvt | OPRT1 - INTERIOR DESIGN | FALSE | Ceiling Finish¦Preferred | Ceiling Finish | FALSE |  | 8Mfre9cCq4h7U28/Z3qBjKNWfGMwtFW3WX+UN2v3Peo= | C:\Temp\vw\test data\ppmd_templates_OPRT1.rvt | AT1
ppmd_templates_OPRT1.rvt | OPRT1 - INTERIOR DESIGN | FALSE | Ceiling Finish¦Alternate | Ceiling Finish2 | TRUE | acb31fd1-378b-4329-97b0-400ae39b5bc4 | 8Mfre9cCq4h7U28/Z3qBjKNWfGMwtFW3WX+UN2v3Peo= | C:\Temp\vw\test data\ppmd_templates_OPRT1.rvt
ppmd_templates_OPRT1.rvt | OPRT1 - INTERIOR DESIGN | FALSE | Room Height¦ft - in | Ceiling_Hgt_IP | TRUE | 9f14ca4f-2465-4385-a17c-7aa549f64c09 | 8Mfre9cCq4h7U28/Z3qBjKNWfGMwtFW3WX+UN2v3Peo= | C:\Temp\vw\test data\ppmd_templates_OPRT1.rvt | 8' - 0"
ppmd_templates_OPRT1.rvt | OPRT1 - INTERIOR DESIGN | FALSE | Room Noise¦Min NC | Noise_NC_MIN | TRUE | 8c49df6c-7d6b-49fd-9459-f57d0921d704 | 8Mfre9cCq4h7U28/Z3qBjKNWfGMwtFW3WX+UN2v3Peo= | C:\Temp\vw\test data\ppmd_templates_OPRT1.rvt | 35
ppmd_templates_OPRT1.rvt | OPRT1 - INTERIOR DESIGN | FALSE | Room Noise¦Max NC | Noise_NC_MAX | TRUE | 629b571a-1c14-443c-b8e8-1130b5edb513 | 8Mfre9cCq4h7U28/Z3qBjKNWfGMwtFW3WX+UN2v3Peo= | C:\Temp\vw\test data\ppmd_templates_OPRT1.rvt | 45
ppmd_templates_OPRT1.rvt | OPRT1 - INTERIOR DESIGN | FALSE | Room Noise¦SC | Noise_SC | TRUE | 44bf9cd1-070a-432c-87d9-26a3211cfe07 | 8Mfre9cCq4h7U28/Z3qBjKNWfGMwtFW3WX+UN2v3Peo= | C:\Temp\vw\test data\ppmd_templates_OPRT1.rvt | 50
ppmd_templates_OPRT1.rvt | OPRT1 - MECHANICAL DESIGN | FALSE | Air Balance | Air_Balance | TRUE | 587b3cf9-4450-4d95-b8ef-0e93665dbd91 | 8Mfre9cCq4h7U28/Z3qBjKNWfGMwtFW3WX+UN2v3Peo= | C:\Temp\vw\test data\ppmd_templates_OPRT1.rvt | 0
ppmd_templates_OPRT1.rvt | OPRT1 - MECHANICAL DESIGN | FALSE | Air Changes Total | Air_Changes_Total | TRUE | 3988d7f3-0f28-4410-866c-5bc65e1d842a | 8Mfre9cCq4h7U28/Z3qBjKNWfGMwtFW3WX+UN2v3Peo= | C:\Temp\vw\test data\ppmd_templates_OPRT1.rvt | 6
ppmd_templates_OPRT1.rvt | OPRT1 - MECHANICAL DESIGN | FALSE | Air Changes OA | Air_Changes_OA | TRUE | b7af949f-3b64-4f85-9391-d9f17dcaad1e | 8Mfre9cCq4h7U28/Z3qBjKNWfGMwtFW3WX+UN2v3Peo= | C:\Temp\vw\test data\ppmd_templates_OPRT1.rvt | 2
ppmd_templates_OPRT1.rvt | OPRT1 - MECHANICAL DESIGN | FALSE | 100% Exhaust Air | Exhaust_Air_100% | TRUE | 62b97784-583b-47d5-90a3-a90bbb961b6e | 8Mfre9cCq4h7U28/Z3qBjKNWfGMwtFW3WX+UN2v3Peo= | C:\Temp\vw\test data\ppmd_templates_OPRT1.rvt
ppmd_templates_OPRT1.rvt | OPRT1 - MECHANICAL DESIGN | FALSE | Summer Temp¦F | Temp_Summer_F | TRUE | 1cbf6964-bd0f-4852-b367-ef4828e2e2cc | 8Mfre9cCq4h7U28/Z3qBjKNWfGMwtFW3WX+UN2v3Peo= | C:\Temp\vw\test data\ppmd_templates_OPRT1.rvt
ppmd_templates_OPRT1.rvt | OPRT1 - MECHANICAL DESIGN | FALSE | Summer Temp¦C | Temp_Summer_C | FALSE |  | 8Mfre9cCq4h7U28/Z3qBjKNWfGMwtFW3WX+UN2v3Peo= | C:\Temp\vw\test data\ppmd_templates_OPRT1.rvt
ppmd_templates_OPRT1.rvt | OPRT1 - MECHANICAL DESIGN | FALSE | Summer Temp¦Note | Temp_Summer_Note | TRUE | 6248fa3c-bb43-4e1c-91bb-60e102e573b7 | 8Mfre9cCq4h7U28/Z3qBjKNWfGMwtFW3WX+UN2v3Peo= | C:\Temp\vw\test data\ppmd_templates_OPRT1.rvt
ppmd_templates_OPRT1.rvt | OPRT1 - MECHANICAL DESIGN | FALSE | Winter Temp¦F | Temp_Winter_F | TRUE | b4f9888f-41ad-47ef-a6af-145b3de732c9 | 8Mfre9cCq4h7U28/Z3qBjKNWfGMwtFW3WX+UN2v3Peo= | C:\Temp\vw\test data\ppmd_templates_OPRT1.rvt | 70
ppmd_templates_OPRT1.rvt | OPRT1 - MECHANICAL DESIGN | FALSE | Winter Temp¦C | Temp_Winter_C | FALSE |  | 8Mfre9cCq4h7U28/Z3qBjKNWfGMwtFW3WX+UN2v3Peo= | C:\Temp\vw\test data\ppmd_templates_OPRT1.rvt | 21
ppmd_templates_OPRT1.rvt | OPRT1 - MECHANICAL DESIGN | FALSE | Winter Temp¦Note | Temp_Winter_Note | TRUE | aacd83fc-f530-464e-b089-01667d3c52cd | 8Mfre9cCq4h7U28/Z3qBjKNWfGMwtFW3WX+UN2v3Peo= | C:\Temp\vw\test data\ppmd_templates_OPRT1.rvt
ppmd_templates_OPRT1.rvt | OPRT1 - MECHANICAL DESIGN | FALSE | Max Relative Humidity | Relative_Humidity | TRUE | 36ead6c1-4384-4a65-8654-06a60aef94cb | 8Mfre9cCq4h7U28/Z3qBjKNWfGMwtFW3WX+UN2v3Peo= | C:\Temp\vw\test data\ppmd_templates_OPRT1.rvt
ppmd_templates_OPRT1.rvt | OPRT1 - MECHANICAL DESIGN | FALSE | Filtration¦Interm % | Filtration_Inter_% | TRUE | 4f03ad65-f905-419e-a0cf-8f58fe921fbc | 8Mfre9cCq4h7U28/Z3qBjKNWfGMwtFW3WX+UN2v3Peo= | C:\Temp\vw\test data\ppmd_templates_OPRT1.rvt | 14
ppmd_templates_OPRT1.rvt | OPRT1 - MECHANICAL DESIGN | FALSE | Filtration¦Final % | Filtration_Final_% | TRUE | cc736e5f-46f5-476a-8d0a-ceb32d8d4e5a | 8Mfre9cCq4h7U28/Z3qBjKNWfGMwtFW3WX+UN2v3Peo= | C:\Temp\vw\test data\ppmd_templates_OPRT1.rvt
ppmd_templates_OPRT1.rvt | OPRT1 - MECHANICAL DESIGN | FALSE | Notes | Mech_Notes | TRUE | a32df790-0ab9-4c4a-b19c-511c2eef6d56 | 8Mfre9cCq4h7U28/Z3qBjKNWfGMwtFW3WX+UN2v3Peo= | C:\Temp\vw\test data\ppmd_templates_OPRT1.rvt
ppmd_templates_OPRT1.rvt | OPRT1 - MEDICAL GAS DESIGN | FALSE | MCA | MedGas_MCA | TRUE | 3b23ea7f-b9f1-4749-8a2b-eb6a4fab4cdc | 8Mfre9cCq4h7U28/Z3qBjKNWfGMwtFW3WX+UN2v3Peo= | C:\Temp\vw\test data\ppmd_templates_OPRT1.rvt | 1
ppmd_templates_OPRT1.rvt | OPRT1 - MEDICAL GAS DESIGN | FALSE | DCA | MedGas_DCA | TRUE | 20dc9c73-7465-4e8a-8300-4a8b5a46a91c | 8Mfre9cCq4h7U28/Z3qBjKNWfGMwtFW3WX+UN2v3Peo= | C:\Temp\vw\test data\ppmd_templates_OPRT1.rvt
ppmd_templates_OPRT1.rvt | OPRT1 - MEDICAL GAS DESIGN | FALSE | LA | MedGas_LA | TRUE | 99801083-d820-4c5f-ad07-ab168e1bbda0 | 8Mfre9cCq4h7U28/Z3qBjKNWfGMwtFW3WX+UN2v3Peo= | C:\Temp\vw\test data\ppmd_templates_OPRT1.rvt
ppmd_templates_OPRT1.rvt | OPRT1 - MEDICAL GAS DESIGN | FALSE | PA | MedGas_PA | TRUE | 55793ba6-1647-428e-86f6-5ce4153c7f2e | 8Mfre9cCq4h7U28/Z3qBjKNWfGMwtFW3WX+UN2v3Peo= | C:\Temp\vw\test data\ppmd_templates_OPRT1.rvt
ppmd_templates_OPRT1.rvt | OPRT1 - MEDICAL GAS DESIGN | FALSE | MV | MedGas_MV | TRUE | 0a0bec6d-9172-4a2c-9fb3-7616a08f677a | 8Mfre9cCq4h7U28/Z3qBjKNWfGMwtFW3WX+UN2v3Peo= | C:\Temp\vw\test data\ppmd_templates_OPRT1.rvt | 1
ppmd_templates_OPRT1.rvt | OPRT1 - MEDICAL GAS DESIGN | FALSE | DHV | MedGas_DHV | TRUE | 79779898-9917-494b-a027-0013b44e14f1 | 8Mfre9cCq4h7U28/Z3qBjKNWfGMwtFW3WX+UN2v3Peo= | C:\Temp\vw\test data\ppmd_templates_OPRT1.rvt
ppmd_templates_OPRT1.rvt | OPRT1 - MEDICAL GAS DESIGN | FALSE | DLV | MedGas_DLV | TRUE | bcdcef93-2e56-440a-a8f7-e9973eadba59 | 8Mfre9cCq4h7U28/Z3qBjKNWfGMwtFW3WX+UN2v3Peo= | C:\Temp\vw\test data\ppmd_templates_OPRT1.rvt
ppmd_templates_OPRT1.rvt | OPRT1 - MEDICAL GAS DESIGN | FALSE | LDE | MedGas_LDE | TRUE | cc6496eb-fa04-4455-81d4-1dfb1e6aaa52 | 8Mfre9cCq4h7U28/Z3qBjKNWfGMwtFW3WX+UN2v3Peo= | C:\Temp\vw\test data\ppmd_templates_OPRT1.rvt
ppmd_templates_OPRT1.rvt | OPRT1 - MEDICAL GAS DESIGN | FALSE | OX | MedGas_OX | TRUE | 59f6c2e0-639e-4476-adf0-a5c19b1199db | 8Mfre9cCq4h7U28/Z3qBjKNWfGMwtFW3WX+UN2v3Peo= | C:\Temp\vw\test data\ppmd_templates_OPRT1.rvt | 1
ppmd_templates_OPRT1.rvt | OPRT1 - MEDICAL GAS DESIGN | FALSE | NO | MedGas_NO | TRUE | 1f31b342-99ad-494b-90ce-f27b8fc04b75 | 8Mfre9cCq4h7U28/Z3qBjKNWfGMwtFW3WX+UN2v3Peo= | C:\Temp\vw\test data\ppmd_templates_OPRT1.rvt
ppmd_templates_OPRT1.rvt | OPRT1 - MEDICAL GAS DESIGN | FALSE | NI | MedGas_NI | TRUE | ea24567d-1f4e-45f9-907f-a79ef8b323b1 | 8Mfre9cCq4h7U28/Z3qBjKNWfGMwtFW3WX+UN2v3Peo= | C:\Temp\vw\test data\ppmd_templates_OPRT1.rvt
ppmd_templates_OPRT1.rvt | OPRT1 - MEDICAL GAS DESIGN | FALSE | WAGD | MedGas_WAGD | TRUE | 1aa3572e-5073-44b4-acb3-ff8739230b69 | 8Mfre9cCq4h7U28/Z3qBjKNWfGMwtFW3WX+UN2v3Peo= | C:\Temp\vw\test data\ppmd_templates_OPRT1.rvt
ppmd_templates_OPRT1.rvt | OPRT1 - MEDICAL GAS DESIGN | FALSE | Notes1 | MedGas_Notes | TRUE | 69d1283f-21ef-46f3-9ebb-e36d00ef4da3 | 8Mfre9cCq4h7U28/Z3qBjKNWfGMwtFW3WX+UN2v3Peo= | C:\Temp\vw\test data\ppmd_templates_OPRT1.rvt | B
ppmd_templates_OPRT1.rvt | OPRT1 - MEDICAL GAS DESIGN | FALSE | Notes2 | MedGas_Notes2 | TRUE | 867f4341-094b-4cc7-b128-8c28392e09cd | 8Mfre9cCq4h7U28/Z3qBjKNWfGMwtFW3WX+UN2v3Peo= | C:\Temp\vw\test data\ppmd_templates_OPRT1.rvt
ppmd_templates_OPRT1.rvt | OPRT1 - STRUCTURAL DESIGN | FALSE | Structural Load¦psf | Str_FloorLoad_psf | TRUE | 654b90c9-d71e-4bcd-9f27-a1532becca95 | 8Mfre9cCq4h7U28/Z3qBjKNWfGMwtFW3WX+UN2v3Peo= | C:\Temp\vw\test data\ppmd_templates_OPRT1.rvt | 60
ppmd_templates_OPRT1.rvt | OPRT1 - STRUCTURAL DESIGN | FALSE | Structural Load¦kPA | Str_FloorLoad_kPA | FALSE |  | 8Mfre9cCq4h7U28/Z3qBjKNWfGMwtFW3WX+UN2v3Peo= | C:\Temp\vw\test data\ppmd_templates_OPRT1.rvt | 3
ppmd_templates_OPRT1.rvt | OPRT1 - STRUCTURAL DESIGN | FALSE | Notes | Str_Notes | TRUE | 509b36e6-cf53-4158-b357-61e3cedd6faa | 8Mfre9cCq4h7U28/Z3qBjKNWfGMwtFW3WX+UN2v3Peo= | C:\Temp\vw\test data\ppmd_templates_OPRT1.rvt
ppmd_templates_OPTM1.rvt | OPTM1 - DATA/TELEPHONE EQUIPMENT | FALSE | JSN | JSN | TRUE | 8632cd76-2ab9-457d-8db7-39197de446a2 | 0/NPRuRtyJtGf7Gh37USKmrq+LHxMqPIZHz0yGldbfc= | C:\Temp\vw\test data\ppmd_templates_OPTM1.rvt
ppmd_templates_OPTM1.rvt | OPTM1 - DATA/TELEPHONE EQUIPMENT | FALSE | Nomenclature | Nomenclature | TRUE | f004b755-1952-4a21-a1c1-98f41ef6a86c | 0/NPRuRtyJtGf7Gh37USKmrq+LHxMqPIZHz0yGldbfc= | C:\Temp\vw\test data\ppmd_templates_OPTM1.rvt
ppmd_templates_OPTM1.rvt | OPTM1 - DATA/TELEPHONE EQUIPMENT | FALSE | Qty | Count | FALSE |  | 0/NPRuRtyJtGf7Gh37USKmrq+LHxMqPIZHz0yGldbfc= | C:\Temp\vw\test data\ppmd_templates_OPTM1.rvt
ppmd_templates_OPTM1.rvt | OPTM1 - DATA/TELEPHONE EQUIPMENT | FALSE | Logistics¦AR | CAT_Army | TRUE | fa0e0053-bcc4-42e8-881f-6a4690f994c9 | 0/NPRuRtyJtGf7Gh37USKmrq+LHxMqPIZHz0yGldbfc= | C:\Temp\vw\test data\ppmd_templates_OPTM1.rvt
ppmd_templates_OPTM1.rvt | OPTM1 - DATA/TELEPHONE EQUIPMENT | FALSE | Logistics¦NA | CAT_Navy | TRUE | 183e77a6-b75d-41a5-8f81-f6abfee236ec | 0/NPRuRtyJtGf7Gh37USKmrq+LHxMqPIZHz0yGldbfc= | C:\Temp\vw\test data\ppmd_templates_OPTM1.rvt
ppmd_templates_OPTM1.rvt | OPTM1 - DATA/TELEPHONE EQUIPMENT | FALSE | Logistics¦AF | CAT_AF | TRUE | 053816d3-2f83-4e72-9b30-0a25ff75573f | 0/NPRuRtyJtGf7Gh37USKmrq+LHxMqPIZHz0yGldbfc= | C:\Temp\vw\test data\ppmd_templates_OPTM1.rvt
ppmd_templates_OPTM1.rvt | OPTM1 - DATA/TELEPHONE EQUIPMENT | FALSE | Logistics¦VA | CAT_VA | TRUE | abab06e0-bc20-4958-a9a7-acf73c376614 | 0/NPRuRtyJtGf7Gh37USKmrq+LHxMqPIZHz0yGldbfc= | C:\Temp\vw\test data\ppmd_templates_OPTM1.rvt
ppmd_templates_OPTM1.rvt | OPTM1 - DOOR SCHEDULE | FALSE | Mark | Construction Type | FALSE |  | 0/NPRuRtyJtGf7Gh37USKmrq+LHxMqPIZHz0yGldbfc= | C:\Temp\vw\test data\ppmd_templates_OPTM1.rvt | A
ppmd_templates_OPTM1.rvt | OPTM1 - DOOR SCHEDULE | FALSE | Type | Family | FALSE |  | 0/NPRuRtyJtGf7Gh37USKmrq+LHxMqPIZHz0yGldbfc= | C:\Temp\vw\test data\ppmd_templates_OPTM1.rvt | Single-Flush
ppmd_templates_OPTM1.rvt | OPTM1 - DOOR SCHEDULE | FALSE | Count | Count | FALSE |  | 0/NPRuRtyJtGf7Gh37USKmrq+LHxMqPIZHz0yGldbfc= | C:\Temp\vw\test data\ppmd_templates_OPTM1.rvt | 1
ppmd_templates_OPTM1.rvt | OPTM1 - DOOR SCHEDULE | FALSE | Height¦ft - in | Height | FALSE |  | 0/NPRuRtyJtGf7Gh37USKmrq+LHxMqPIZHz0yGldbfc= | C:\Temp\vw\test data\ppmd_templates_OPTM1.rvt | 7' - 0"
ppmd_templates_OPTM1.rvt | OPTM1 - DOOR SCHEDULE | FALSE | Width¦ft - in | Width | FALSE |  | 0/NPRuRtyJtGf7Gh37USKmrq+LHxMqPIZHz0yGldbfc= | C:\Temp\vw\test data\ppmd_templates_OPTM1.rvt | 3' - 6"
ppmd_templates_OPTM1.rvt | OPTM1 - DOOR SCHEDULE | FALSE | Notes | Type Comments | FALSE |  | 0/NPRuRtyJtGf7Gh37USKmrq+LHxMqPIZHz0yGldbfc= | C:\Temp\vw\test data\ppmd_templates_OPTM1.rvt
ppmd_templates_OPTM1.rvt | OPTM1 - ELECTRICAL DESIGN | FALSE | Lighting¦LUX1 | Light_Level_LUX | TRUE | fc853981-f613-4f05-81bd-e48fb947424b | 0/NPRuRtyJtGf7Gh37USKmrq+LHxMqPIZHz0yGldbfc= | C:\Temp\vw\test data\ppmd_templates_OPTM1.rvt | 500
ppmd_templates_OPTM1.rvt | OPTM1 - ELECTRICAL DESIGN | FALSE | Lighting¦Footcandles1 | Light_Level_FC | FALSE |  | 0/NPRuRtyJtGf7Gh37USKmrq+LHxMqPIZHz0yGldbfc= | C:\Temp\vw\test data\ppmd_templates_OPTM1.rvt | 46
ppmd_templates_OPTM1.rvt | OPTM1 - ELECTRICAL DESIGN | FALSE | Lighting¦LUX2 | Light_Level_LUX2 | TRUE | 172f1cff-58cc-41cd-b888-0e7a81d2bf40 | 0/NPRuRtyJtGf7Gh37USKmrq+LHxMqPIZHz0yGldbfc= | C:\Temp\vw\test data\ppmd_templates_OPTM1.rvt
ppmd_templates_OPTM1.rvt | OPTM1 - ELECTRICAL DESIGN | FALSE | Lighting¦Footcandles2 | Light_Level_FC2 | FALSE |  | 0/NPRuRtyJtGf7Gh37USKmrq+LHxMqPIZHz0yGldbfc= | C:\Temp\vw\test data\ppmd_templates_OPTM1.rvt
ppmd_templates_OPTM1.rvt | OPTM1 - ELECTRICAL DESIGN | FALSE | Lighting¦Notes | Light_Notes | TRUE | a36245ac-ea57-45c2-bac5-bed4d04a4f78 | 0/NPRuRtyJtGf7Gh37USKmrq+LHxMqPIZHz0yGldbfc= | C:\Temp\vw\test data\ppmd_templates_OPTM1.rvt | C
ppmd_templates_OPTM1.rvt | OPTM1 - ELECTRICAL DESIGN | FALSE | Lighting¦Notes2 | Light_Notes2 | TRUE | 6d0b4891-ce4c-45f8-9560-387866098a10 | 0/NPRuRtyJtGf7Gh37USKmrq+LHxMqPIZHz0yGldbfc= | C:\Temp\vw\test data\ppmd_templates_OPTM1.rvt
ppmd_templates_OPTM1.rvt | OPTM1 - ELECTRICAL DESIGN | FALSE | Essential Power¦% Power | ES_Power% | TRUE | 7cbfe71a-865f-4cf4-b400-c67e3939439b | 0/NPRuRtyJtGf7Gh37USKmrq+LHxMqPIZHz0yGldbfc= | C:\Temp\vw\test data\ppmd_templates_OPTM1.rvt
ppmd_templates_OPTM1.rvt | OPTM1 - ELECTRICAL DESIGN | FALSE | Essential Power¦% Light | ES_Light% | TRUE | af00a8bb-40cb-434a-a7e5-b4140f3c844f | 0/NPRuRtyJtGf7Gh37USKmrq+LHxMqPIZHz0yGldbfc= | C:\Temp\vw\test data\ppmd_templates_OPTM1.rvt
ppmd_templates_OPTM1.rvt | OPTM1 - ELECTRICAL DESIGN | FALSE | Essential Power¦Notes | ES_Notes | TRUE | 0c3ae867-1060-40b5-bb68-261d16a167a0 | 0/NPRuRtyJtGf7Gh37USKmrq+LHxMqPIZHz0yGldbfc= | C:\Temp\vw\test data\ppmd_templates_OPTM1.rvt
ppmd_templates_OPTM1.rvt | OPTM1 - EQUIPMENT SCHEDULE | TRUE | JSN | JSN | TRUE | 8632cd76-2ab9-457d-8db7-39197de446a2 | 0/NPRuRtyJtGf7Gh37USKmrq+LHxMqPIZHz0yGldbfc= | C:\Temp\vw\test data\ppmd_templates_OPTM1.rvt | A1066¦A5075¦A5080¦A5106¦A5145¦A5180¦E0945¦E0954¦E0963¦F0205¦F0340¦F2010¦F3200¦M0750¦M0755¦M0765¦M1620¦M1801¦M3070¦M4116¦M4255¦M4266¦M4655¦M7660¦M7710¦M8133¦M8185¦P3100
ppmd_templates_OPTM1.rvt | OPTM1 - EQUIPMENT SCHEDULE | TRUE | Nomenclature | Nomenclature | TRUE | f004b755-1952-4a21-a1c1-98f41ef6a86c | 0/NPRuRtyJtGf7Gh37USKmrq+LHxMqPIZHz0yGldbfc= | C:\Temp\vw\test data\ppmd_templates_OPTM1.rvt | Mirror, Float Glass, With SS Frame¦Dispenser, Soap, Disposable¦Dispenser, Paper Towel, SS, Surface Mounted¦Waste Disposal Unit, Sharps w/Glove Dispenser¦Hook, Garment, Double, SS, Surface Mounted¦Track, Cubicle, Surface Mounted, With Curtain¦Mobile, Workstation¦Cart, Emergency, Mobile, 66"H x 52"W x 22"D¦Cart, General Storage, Mobile¦Chair, Side With Arms¦Stool, Self Adjusting¦Basket, Wastepaper, Step-On¦Clock, Battery, 12" Diameter¦Flowmeter, Air, Connect w/50 PSI Supply¦Flowmeter, Oxygen, Low Flow¦Regulator, Vacuum¦Holder, Chart, Patient, Wall or Door Mounted¦Computer, Microprocessing, w/Flat Panel Monitor¦Hamper, Linen, Mobile, w/Lid¦Monitor, Vital Signs¦Stand, IV, Adjustable¦Pump, Volumetric, Infusion, Multiple Line¦Stretcher, Mobile, CRS, 9 Position¦Defibrillator/Monitor/Recorder, Portable¦Electrocardiograph, 12 Lead, Portable¦Ergometer, Upper Body¦System, Stress Exercise, w/Treadmill¦Lavatory, Vitreous China, Slab Type
ppmd_templates_OPTM1.rvt | OPTM1 - EQUIPMENT SCHEDULE | TRUE | Qty | Count | FALSE |  | 0/NPRuRtyJtGf7Gh37USKmrq+LHxMqPIZHz0yGldbfc= | C:\Temp\vw\test data\ppmd_templates_OPTM1.rvt | 1¦1¦1¦1¦1¦1¦1¦1¦2¦1¦1¦2¦1¦2¦2¦2¦1¦1¦1¦1¦1¦1¦1¦1¦1¦1¦1¦1
ppmd_templates_OPTM1.rvt | OPTM1 - EQUIPMENT SCHEDULE | TRUE | LF | Comments | FALSE |  | 0/NPRuRtyJtGf7Gh37USKmrq+LHxMqPIZHz0yGldbfc= | C:\Temp\vw\test data\ppmd_templates_OPTM1.rvt | 12'-0"
ppmd_templates_OPTM1.rvt | OPTM1 - EQUIPMENT SCHEDULE | TRUE | Logistics¦AR | CAT_Army | TRUE | fa0e0053-bcc4-42e8-881f-6a4690f994c9 | 0/NPRuRtyJtGf7Gh37USKmrq+LHxMqPIZHz0yGldbfc= | C:\Temp\vw\test data\ppmd_templates_OPTM1.rvt | A¦C¦A¦C¦A¦A¦C¦C¦C¦C¦C¦C¦C¦C¦C¦C¦C¦C¦C¦C¦C¦C¦C¦C¦C¦C¦C¦A
ppmd_templates_OPTM1.rvt | OPTM1 - EQUIPMENT SCHEDULE | TRUE | Logistics¦NA | CAT_Navy | TRUE | 183e77a6-b75d-41a5-8f81-f6abfee236ec | 0/NPRuRtyJtGf7Gh37USKmrq+LHxMqPIZHz0yGldbfc= | C:\Temp\vw\test data\ppmd_templates_OPTM1.rvt | A¦C¦A¦A¦A¦A¦C¦C¦C¦C¦C¦C¦C¦C¦C¦C¦C¦C¦C¦C¦C¦C¦C¦C¦C¦C¦C¦A
ppmd_templates_OPTM1.rvt | OPTM1 - EQUIPMENT SCHEDULE | TRUE | Logistics¦AF | CAT_AF | TRUE | 053816d3-2f83-4e72-9b30-0a25ff75573f | 0/NPRuRtyJtGf7Gh37USKmrq+LHxMqPIZHz0yGldbfc= | C:\Temp\vw\test data\ppmd_templates_OPTM1.rvt | A¦C¦A¦C¦A¦A¦C¦C¦C¦C¦C¦C¦C¦C¦C¦C¦C¦C¦C¦C¦C¦C¦C¦C¦C¦C¦C¦A
ppmd_templates_OPTM1.rvt | OPTM1 - EQUIPMENT SCHEDULE | TRUE | Logistics¦VA | CAT_VA | TRUE | abab06e0-bc20-4958-a9a7-acf73c376614 | 0/NPRuRtyJtGf7Gh37USKmrq+LHxMqPIZHz0yGldbfc= | C:\Temp\vw\test data\ppmd_templates_OPTM1.rvt | A¦C¦A¦C¦A¦A¦C¦C¦C¦C¦C¦C¦C¦C¦C¦C¦C¦C¦C¦C¦C¦C¦C¦C¦C¦C¦C¦A
ppmd_templates_OPTM1.rvt | OPTM1 - EQUIPMENT SCHEDULE | TRUE | Utilities¦1 | UTIL_1_WaterDrain | TRUE | 594b780e-c62e-473b-9f66-4d3db2fa1b7f | 0/NPRuRtyJtGf7Gh37USKmrq+LHxMqPIZHz0yGldbfc= | C:\Temp\vw\test data\ppmd_templates_OPTM1.rvt | -¦-¦-¦-¦-¦-¦-¦-¦-¦-¦-¦-¦-¦-¦-¦-¦-¦-¦-¦-¦-¦-¦-¦-¦-¦-¦-¦D
ppmd_templates_OPTM1.rvt | OPTM1 - EQUIPMENT SCHEDULE | TRUE | Utilities¦2 | UTIL_2_Elec | TRUE | 28082216-138e-4a2f-9824-e96dbd7e3cd0 | 0/NPRuRtyJtGf7Gh37USKmrq+LHxMqPIZHz0yGldbfc= | C:\Temp\vw\test data\ppmd_templates_OPTM1.rvt | -¦-¦-¦-¦-¦-¦-¦-¦-¦-¦-¦-¦-¦-¦-¦-¦-¦A¦-¦A¦-¦A¦-¦A¦A¦A¦D¦-
ppmd_templates_OPTM1.rvt | OPTM1 - EQUIPMENT SCHEDULE | TRUE | Utilities¦3 | UTIL_3_MedGas | TRUE | 22af1ef2-54f0-4b6e-b40a-7064dfb8769c | 0/NPRuRtyJtGf7Gh37USKmrq+LHxMqPIZHz0yGldbfc= | C:\Temp\vw\test data\ppmd_templates_OPTM1.rvt | -¦-¦-¦-¦-¦-¦-¦-¦-¦-¦-¦-¦-¦K¦A¦B¦-¦-¦-¦-¦-¦-¦-¦-¦-¦-¦-¦-
ppmd_templates_OPTM1.rvt | OPTM1 - EQUIPMENT SCHEDULE | TRUE | Utilities¦4 | UTIL_4_MiscGas | TRUE | 745b8c3e-fd4a-4430-994a-d25826e1e484 | 0/NPRuRtyJtGf7Gh37USKmrq+LHxMqPIZHz0yGldbfc= | C:\Temp\vw\test data\ppmd_templates_OPTM1.rvt | -¦-¦-¦-¦-¦-¦-¦-¦-¦-¦-¦-¦-¦-¦-¦-¦-¦-¦-¦-¦-¦-¦-¦-¦-¦-¦-¦-
ppmd_templates_OPTM1.rvt | OPTM1 - EQUIPMENT SCHEDULE | TRUE | Utilities¦5 | UTIL_5_NonMedGas | TRUE | 323edf97-d058-44ef-a0fb-1836c80554d8 | 0/NPRuRtyJtGf7Gh37USKmrq+LHxMqPIZHz0yGldbfc= | C:\Temp\vw\test data\ppmd_templates_OPTM1.rvt | -¦-¦-¦-¦-¦-¦-¦-¦-¦-¦-¦-¦-¦-¦-¦-¦-¦-¦-¦-¦-¦-¦-¦-¦-¦-¦-¦-
ppmd_templates_OPTM1.rvt | OPTM1 - EQUIPMENT SCHEDULE | TRUE | Utilities¦6 | UTIL_6_Misc | TRUE | 38083e2d-8ba3-4868-9752-742b7a4a9586 | 0/NPRuRtyJtGf7Gh37USKmrq+LHxMqPIZHz0yGldbfc= | C:\Temp\vw\test data\ppmd_templates_OPTM1.rvt | -¦-¦-¦-¦-¦-¦-¦-¦-¦-¦-¦-¦-¦-¦-¦-¦-¦-¦-¦-¦-¦-¦-¦-¦-¦-¦-¦-
ppmd_templates_OPTM1.rvt | OPTM1 - INTERIOR DESIGN | FALSE | Floor Finish¦Preferred | Floor Finish | FALSE |  | 0/NPRuRtyJtGf7Gh37USKmrq+LHxMqPIZHz0yGldbfc= | C:\Temp\vw\test data\ppmd_templates_OPTM1.rvt | UT
ppmd_templates_OPTM1.rvt | OPTM1 - INTERIOR DESIGN | FALSE | Floor Finish¦Alternate | Floor Finish2 | TRUE | 4030719d-a272-441a-8bfa-d5eb510a1687 | 0/NPRuRtyJtGf7Gh37USKmrq+LHxMqPIZHz0yGldbfc= | C:\Temp\vw\test data\ppmd_templates_OPTM1.rvt
ppmd_templates_OPTM1.rvt | OPTM1 - INTERIOR DESIGN | FALSE | Wall Finish¦Preferred | Wall Finish | FALSE |  | 0/NPRuRtyJtGf7Gh37USKmrq+LHxMqPIZHz0yGldbfc= | C:\Temp\vw\test data\ppmd_templates_OPTM1.rvt | GPT
ppmd_templates_OPTM1.rvt | OPTM1 - INTERIOR DESIGN | FALSE | Wall Finish¦Alternate | Wall Finish2 | TRUE | 5a49d499-57b3-4e1f-afc0-4c041c862be1 | 0/NPRuRtyJtGf7Gh37USKmrq+LHxMqPIZHz0yGldbfc= | C:\Temp\vw\test data\ppmd_templates_OPTM1.rvt
ppmd_templates_OPTM1.rvt | OPTM1 - INTERIOR DESIGN | FALSE | Ceiling Finish¦Preferred | Ceiling Finish | FALSE |  | 0/NPRuRtyJtGf7Gh37USKmrq+LHxMqPIZHz0yGldbfc= | C:\Temp\vw\test data\ppmd_templates_OPTM1.rvt | AT1
ppmd_templates_OPTM1.rvt | OPTM1 - INTERIOR DESIGN | FALSE | Ceiling Finish¦Alternate | Ceiling Finish2 | TRUE | acb31fd1-378b-4329-97b0-400ae39b5bc4 | 0/NPRuRtyJtGf7Gh37USKmrq+LHxMqPIZHz0yGldbfc= | C:\Temp\vw\test data\ppmd_templates_OPTM1.rvt
ppmd_templates_OPTM1.rvt | OPTM1 - INTERIOR DESIGN | FALSE | Room Height¦ft - in | Ceiling_Hgt_IP | TRUE | 9f14ca4f-2465-4385-a17c-7aa549f64c09 | 0/NPRuRtyJtGf7Gh37USKmrq+LHxMqPIZHz0yGldbfc= | C:\Temp\vw\test data\ppmd_templates_OPTM1.rvt | 9' - 0"
ppmd_templates_OPTM1.rvt | OPTM1 - INTERIOR DESIGN | FALSE | Room Noise¦Min NC | Noise_NC_MIN | TRUE | 8c49df6c-7d6b-49fd-9459-f57d0921d704 | 0/NPRuRtyJtGf7Gh37USKmrq+LHxMqPIZHz0yGldbfc= | C:\Temp\vw\test data\ppmd_templates_OPTM1.rvt | 30
ppmd_templates_OPTM1.rvt | OPTM1 - INTERIOR DESIGN | FALSE | Room Noise¦Max NC | Noise_NC_MAX | TRUE | 629b571a-1c14-443c-b8e8-1130b5edb513 | 0/NPRuRtyJtGf7Gh37USKmrq+LHxMqPIZHz0yGldbfc= | C:\Temp\vw\test data\ppmd_templates_OPTM1.rvt | 40
ppmd_templates_OPTM1.rvt | OPTM1 - INTERIOR DESIGN | FALSE | Room Noise¦SC | Noise_SC | TRUE | 44bf9cd1-070a-432c-87d9-26a3211cfe07 | 0/NPRuRtyJtGf7Gh37USKmrq+LHxMqPIZHz0yGldbfc= | C:\Temp\vw\test data\ppmd_templates_OPTM1.rvt | 50
ppmd_templates_OPTM1.rvt | OPTM1 - MECHANICAL DESIGN | FALSE | Air Balance | Air_Balance | TRUE | 587b3cf9-4450-4d95-b8ef-0e93665dbd91 | 0/NPRuRtyJtGf7Gh37USKmrq+LHxMqPIZHz0yGldbfc= | C:\Temp\vw\test data\ppmd_templates_OPTM1.rvt | 0
ppmd_templates_OPTM1.rvt | OPTM1 - MECHANICAL DESIGN | FALSE | Air Changes Total | Air_Changes_Total | TRUE | 3988d7f3-0f28-4410-866c-5bc65e1d842a | 0/NPRuRtyJtGf7Gh37USKmrq+LHxMqPIZHz0yGldbfc= | C:\Temp\vw\test data\ppmd_templates_OPTM1.rvt | 6
ppmd_templates_OPTM1.rvt | OPTM1 - MECHANICAL DESIGN | FALSE | Air Changes OA | Air_Changes_OA | TRUE | b7af949f-3b64-4f85-9391-d9f17dcaad1e | 0/NPRuRtyJtGf7Gh37USKmrq+LHxMqPIZHz0yGldbfc= | C:\Temp\vw\test data\ppmd_templates_OPTM1.rvt | 2
ppmd_templates_OPTM1.rvt | OPTM1 - MECHANICAL DESIGN | FALSE | 100% Exhaust Air | Exhaust_Air_100% | TRUE | 62b97784-583b-47d5-90a3-a90bbb961b6e | 0/NPRuRtyJtGf7Gh37USKmrq+LHxMqPIZHz0yGldbfc= | C:\Temp\vw\test data\ppmd_templates_OPTM1.rvt
ppmd_templates_OPTM1.rvt | OPTM1 - MECHANICAL DESIGN | FALSE | Summer Temp¦F | Temp_Summer_F | TRUE | 1cbf6964-bd0f-4852-b367-ef4828e2e2cc | 0/NPRuRtyJtGf7Gh37USKmrq+LHxMqPIZHz0yGldbfc= | C:\Temp\vw\test data\ppmd_templates_OPTM1.rvt
ppmd_templates_OPTM1.rvt | OPTM1 - MECHANICAL DESIGN | FALSE | Summer Temp¦C | Temp_Summer_C | FALSE |  | 0/NPRuRtyJtGf7Gh37USKmrq+LHxMqPIZHz0yGldbfc= | C:\Temp\vw\test data\ppmd_templates_OPTM1.rvt
ppmd_templates_OPTM1.rvt | OPTM1 - MECHANICAL DESIGN | FALSE | Summer Temp¦Note | Temp_Summer_Note | TRUE | 6248fa3c-bb43-4e1c-91bb-60e102e573b7 | 0/NPRuRtyJtGf7Gh37USKmrq+LHxMqPIZHz0yGldbfc= | C:\Temp\vw\test data\ppmd_templates_OPTM1.rvt
ppmd_templates_OPTM1.rvt | OPTM1 - MECHANICAL DESIGN | FALSE | Winter Temp¦F | Temp_Winter_F | TRUE | b4f9888f-41ad-47ef-a6af-145b3de732c9 | 0/NPRuRtyJtGf7Gh37USKmrq+LHxMqPIZHz0yGldbfc= | C:\Temp\vw\test data\ppmd_templates_OPTM1.rvt | 70
ppmd_templates_OPTM1.rvt | OPTM1 - MECHANICAL DESIGN | FALSE | Winter Temp¦C | Temp_Winter_C | FALSE |  | 0/NPRuRtyJtGf7Gh37USKmrq+LHxMqPIZHz0yGldbfc= | C:\Temp\vw\test data\ppmd_templates_OPTM1.rvt | 21
ppmd_templates_OPTM1.rvt | OPTM1 - MECHANICAL DESIGN | FALSE | Winter Temp¦Note | Temp_Winter_Note | TRUE | aacd83fc-f530-464e-b089-01667d3c52cd | 0/NPRuRtyJtGf7Gh37USKmrq+LHxMqPIZHz0yGldbfc= | C:\Temp\vw\test data\ppmd_templates_OPTM1.rvt
ppmd_templates_OPTM1.rvt | OPTM1 - MECHANICAL DESIGN | FALSE | Max Relative Humidity | Relative_Humidity | TRUE | 36ead6c1-4384-4a65-8654-06a60aef94cb | 0/NPRuRtyJtGf7Gh37USKmrq+LHxMqPIZHz0yGldbfc= | C:\Temp\vw\test data\ppmd_templates_OPTM1.rvt
ppmd_templates_OPTM1.rvt | OPTM1 - MECHANICAL DESIGN | FALSE | Filtration¦Interm % | Filtration_Inter_% | TRUE | 4f03ad65-f905-419e-a0cf-8f58fe921fbc | 0/NPRuRtyJtGf7Gh37USKmrq+LHxMqPIZHz0yGldbfc= | C:\Temp\vw\test data\ppmd_templates_OPTM1.rvt | 14
ppmd_templates_OPTM1.rvt | OPTM1 - MECHANICAL DESIGN | FALSE | Filtration¦Final % | Filtration_Final_% | TRUE | cc736e5f-46f5-476a-8d0a-ceb32d8d4e5a | 0/NPRuRtyJtGf7Gh37USKmrq+LHxMqPIZHz0yGldbfc= | C:\Temp\vw\test data\ppmd_templates_OPTM1.rvt
ppmd_templates_OPTM1.rvt | OPTM1 - MECHANICAL DESIGN | FALSE | Notes | Mech_Notes | TRUE | a32df790-0ab9-4c4a-b19c-511c2eef6d56 | 0/NPRuRtyJtGf7Gh37USKmrq+LHxMqPIZHz0yGldbfc= | C:\Temp\vw\test data\ppmd_templates_OPTM1.rvt
ppmd_templates_OPTM1.rvt | OPTM1 - MEDICAL GAS DESIGN | FALSE | MCA | MedGas_MCA | TRUE | 3b23ea7f-b9f1-4749-8a2b-eb6a4fab4cdc | 0/NPRuRtyJtGf7Gh37USKmrq+LHxMqPIZHz0yGldbfc= | C:\Temp\vw\test data\ppmd_templates_OPTM1.rvt | 1
ppmd_templates_OPTM1.rvt | OPTM1 - MEDICAL GAS DESIGN | FALSE | DCA | MedGas_DCA | TRUE | 20dc9c73-7465-4e8a-8300-4a8b5a46a91c | 0/NPRuRtyJtGf7Gh37USKmrq+LHxMqPIZHz0yGldbfc= | C:\Temp\vw\test data\ppmd_templates_OPTM1.rvt
ppmd_templates_OPTM1.rvt | OPTM1 - MEDICAL GAS DESIGN | FALSE | LA | MedGas_LA | TRUE | 99801083-d820-4c5f-ad07-ab168e1bbda0 | 0/NPRuRtyJtGf7Gh37USKmrq+LHxMqPIZHz0yGldbfc= | C:\Temp\vw\test data\ppmd_templates_OPTM1.rvt
ppmd_templates_OPTM1.rvt | OPTM1 - MEDICAL GAS DESIGN | FALSE | PA | MedGas_PA | TRUE | 55793ba6-1647-428e-86f6-5ce4153c7f2e | 0/NPRuRtyJtGf7Gh37USKmrq+LHxMqPIZHz0yGldbfc= | C:\Temp\vw\test data\ppmd_templates_OPTM1.rvt
ppmd_templates_OPTM1.rvt | OPTM1 - MEDICAL GAS DESIGN | FALSE | MV | MedGas_MV | TRUE | 0a0bec6d-9172-4a2c-9fb3-7616a08f677a | 0/NPRuRtyJtGf7Gh37USKmrq+LHxMqPIZHz0yGldbfc= | C:\Temp\vw\test data\ppmd_templates_OPTM1.rvt | 1
ppmd_templates_OPTM1.rvt | OPTM1 - MEDICAL GAS DESIGN | FALSE | DHV | MedGas_DHV | TRUE | 79779898-9917-494b-a027-0013b44e14f1 | 0/NPRuRtyJtGf7Gh37USKmrq+LHxMqPIZHz0yGldbfc= | C:\Temp\vw\test data\ppmd_templates_OPTM1.rvt
ppmd_templates_OPTM1.rvt | OPTM1 - MEDICAL GAS DESIGN | FALSE | DLV | MedGas_DLV | TRUE | bcdcef93-2e56-440a-a8f7-e9973eadba59 | 0/NPRuRtyJtGf7Gh37USKmrq+LHxMqPIZHz0yGldbfc= | C:\Temp\vw\test data\ppmd_templates_OPTM1.rvt
ppmd_templates_OPTM1.rvt | OPTM1 - MEDICAL GAS DESIGN | FALSE | LDE | MedGas_LDE | TRUE | cc6496eb-fa04-4455-81d4-1dfb1e6aaa52 | 0/NPRuRtyJtGf7Gh37USKmrq+LHxMqPIZHz0yGldbfc= | C:\Temp\vw\test data\ppmd_templates_OPTM1.rvt
ppmd_templates_OPTM1.rvt | OPTM1 - MEDICAL GAS DESIGN | FALSE | OX | MedGas_OX | TRUE | 59f6c2e0-639e-4476-adf0-a5c19b1199db | 0/NPRuRtyJtGf7Gh37USKmrq+LHxMqPIZHz0yGldbfc= | C:\Temp\vw\test data\ppmd_templates_OPTM1.rvt | 1
ppmd_templates_OPTM1.rvt | OPTM1 - MEDICAL GAS DESIGN | FALSE | NO | MedGas_NO | TRUE | 1f31b342-99ad-494b-90ce-f27b8fc04b75 | 0/NPRuRtyJtGf7Gh37USKmrq+LHxMqPIZHz0yGldbfc= | C:\Temp\vw\test data\ppmd_templates_OPTM1.rvt
ppmd_templates_OPTM1.rvt | OPTM1 - MEDICAL GAS DESIGN | FALSE | NI | MedGas_NI | TRUE | ea24567d-1f4e-45f9-907f-a79ef8b323b1 | 0/NPRuRtyJtGf7Gh37USKmrq+LHxMqPIZHz0yGldbfc= | C:\Temp\vw\test data\ppmd_templates_OPTM1.rvt
ppmd_templates_OPTM1.rvt | OPTM1 - MEDICAL GAS DESIGN | FALSE | WAGD | MedGas_WAGD | TRUE | 1aa3572e-5073-44b4-acb3-ff8739230b69 | 0/NPRuRtyJtGf7Gh37USKmrq+LHxMqPIZHz0yGldbfc= | C:\Temp\vw\test data\ppmd_templates_OPTM1.rvt
ppmd_templates_OPTM1.rvt | OPTM1 - MEDICAL GAS DESIGN | FALSE | Notes1 | MedGas_Notes | TRUE | 69d1283f-21ef-46f3-9ebb-e36d00ef4da3 | 0/NPRuRtyJtGf7Gh37USKmrq+LHxMqPIZHz0yGldbfc= | C:\Temp\vw\test data\ppmd_templates_OPTM1.rvt | B
ppmd_templates_OPTM1.rvt | OPTM1 - MEDICAL GAS DESIGN | FALSE | Notes2 | MedGas_Notes2 | TRUE | 867f4341-094b-4cc7-b128-8c28392e09cd | 0/NPRuRtyJtGf7Gh37USKmrq+LHxMqPIZHz0yGldbfc= | C:\Temp\vw\test data\ppmd_templates_OPTM1.rvt
ppmd_templates_OPTM1.rvt | OPTM1 - STRUCTURAL DESIGN | FALSE | Structural Load¦psf | Str_FloorLoad_psf | TRUE | 654b90c9-d71e-4bcd-9f27-a1532becca95 | 0/NPRuRtyJtGf7Gh37USKmrq+LHxMqPIZHz0yGldbfc= | C:\Temp\vw\test data\ppmd_templates_OPTM1.rvt | 60
ppmd_templates_OPTM1.rvt | OPTM1 - STRUCTURAL DESIGN | FALSE | Structural Load¦kPA | Str_FloorLoad_kPA | FALSE |  | 0/NPRuRtyJtGf7Gh37USKmrq+LHxMqPIZHz0yGldbfc= | C:\Temp\vw\test data\ppmd_templates_OPTM1.rvt | 3
ppmd_templates_OPTM1.rvt | OPTM1 - STRUCTURAL DESIGN | FALSE | Notes | Str_Notes | TRUE | 509b36e6-cf53-4158-b357-61e3cedd6faa | 0/NPRuRtyJtGf7Gh37USKmrq+LHxMqPIZHz0yGldbfc= | C:\Temp\vw\test data\ppmd_templates_OPTM1.rvt
ppmd_templates_ORCS1.rvt | ORCS1 - DATA/TELEPHONE EQUIPMENT | FALSE | JSN | JSN | TRUE | 8632cd76-2ab9-457d-8db7-39197de446a2 | 6rizmblmYmrE3Do5x9bjNB7+l1O/ZNyq+brlCFNH5qg= | C:\Temp\vw\test data\ppmd_templates_ORCS1.rvt
ppmd_templates_ORCS1.rvt | ORCS1 - DATA/TELEPHONE EQUIPMENT | FALSE | Nomenclature | Nomenclature | TRUE | f004b755-1952-4a21-a1c1-98f41ef6a86c | 6rizmblmYmrE3Do5x9bjNB7+l1O/ZNyq+brlCFNH5qg= | C:\Temp\vw\test data\ppmd_templates_ORCS1.rvt
ppmd_templates_ORCS1.rvt | ORCS1 - DATA/TELEPHONE EQUIPMENT | FALSE | Qty | Count | FALSE |  | 6rizmblmYmrE3Do5x9bjNB7+l1O/ZNyq+brlCFNH5qg= | C:\Temp\vw\test data\ppmd_templates_ORCS1.rvt
ppmd_templates_ORCS1.rvt | ORCS1 - DATA/TELEPHONE EQUIPMENT | FALSE | Logistics¦AR | CAT_Army | TRUE | fa0e0053-bcc4-42e8-881f-6a4690f994c9 | 6rizmblmYmrE3Do5x9bjNB7+l1O/ZNyq+brlCFNH5qg= | C:\Temp\vw\test data\ppmd_templates_ORCS1.rvt
ppmd_templates_ORCS1.rvt | ORCS1 - DATA/TELEPHONE EQUIPMENT | FALSE | Logistics¦NA | CAT_Navy | TRUE | 183e77a6-b75d-41a5-8f81-f6abfee236ec | 6rizmblmYmrE3Do5x9bjNB7+l1O/ZNyq+brlCFNH5qg= | C:\Temp\vw\test data\ppmd_templates_ORCS1.rvt
ppmd_templates_ORCS1.rvt | ORCS1 - DATA/TELEPHONE EQUIPMENT | FALSE | Logistics¦AF | CAT_AF | TRUE | 053816d3-2f83-4e72-9b30-0a25ff75573f | 6rizmblmYmrE3Do5x9bjNB7+l1O/ZNyq+brlCFNH5qg= | C:\Temp\vw\test data\ppmd_templates_ORCS1.rvt
ppmd_templates_ORCS1.rvt | ORCS1 - DATA/TELEPHONE EQUIPMENT | FALSE | Logistics¦VA | CAT_VA | TRUE | abab06e0-bc20-4958-a9a7-acf73c376614 | 6rizmblmYmrE3Do5x9bjNB7+l1O/ZNyq+brlCFNH5qg= | C:\Temp\vw\test data\ppmd_templates_ORCS1.rvt
ppmd_templates_ORCS1.rvt | ORCS1 - DOOR SCHEDULE | FALSE | Mark | Construction Type | FALSE |  | 6rizmblmYmrE3Do5x9bjNB7+l1O/ZNyq+brlCFNH5qg= | C:\Temp\vw\test data\ppmd_templates_ORCS1.rvt
ppmd_templates_ORCS1.rvt | ORCS1 - DOOR SCHEDULE | FALSE | Type | Family | FALSE |  | 6rizmblmYmrE3Do5x9bjNB7+l1O/ZNyq+brlCFNH5qg= | C:\Temp\vw\test data\ppmd_templates_ORCS1.rvt
ppmd_templates_ORCS1.rvt | ORCS1 - DOOR SCHEDULE | FALSE | Count | Count | FALSE |  | 6rizmblmYmrE3Do5x9bjNB7+l1O/ZNyq+brlCFNH5qg= | C:\Temp\vw\test data\ppmd_templates_ORCS1.rvt | 2
ppmd_templates_ORCS1.rvt | ORCS1 - DOOR SCHEDULE | FALSE | Height¦ft - in | Height | FALSE |  | 6rizmblmYmrE3Do5x9bjNB7+l1O/ZNyq+brlCFNH5qg= | C:\Temp\vw\test data\ppmd_templates_ORCS1.rvt | 7' - 0"
ppmd_templates_ORCS1.rvt | ORCS1 - DOOR SCHEDULE | FALSE | Width¦ft - in | Width | FALSE |  | 6rizmblmYmrE3Do5x9bjNB7+l1O/ZNyq+brlCFNH5qg= | C:\Temp\vw\test data\ppmd_templates_ORCS1.rvt
ppmd_templates_ORCS1.rvt | ORCS1 - DOOR SCHEDULE | FALSE | Hardware | Door_Hardware | TRUE | aada339e-27db-43a6-a49e-55c88563e0c3 | 6rizmblmYmrE3Do5x9bjNB7+l1O/ZNyq+brlCFNH5qg= | C:\Temp\vw\test data\ppmd_templates_ORCS1.rvt
ppmd_templates_ORCS1.rvt | ORCS1 - DOOR SCHEDULE | FALSE | Notes | Type Comments | FALSE |  | 6rizmblmYmrE3Do5x9bjNB7+l1O/ZNyq+brlCFNH5qg= | C:\Temp\vw\test data\ppmd_templates_ORCS1.rvt
ppmd_templates_ORCS1.rvt | ORCS1 - ELECTRICAL DESIGN | FALSE | Lighting¦LUX1 | Light_Level_LUX | TRUE | fc853981-f613-4f05-81bd-e48fb947424b | 6rizmblmYmrE3Do5x9bjNB7+l1O/ZNyq+brlCFNH5qg= | C:\Temp\vw\test data\ppmd_templates_ORCS1.rvt | 500¦2100
ppmd_templates_ORCS1.rvt | ORCS1 - ELECTRICAL DESIGN | FALSE | Lighting¦Footcandles1 | Light_Level_FC | FALSE |  | 6rizmblmYmrE3Do5x9bjNB7+l1O/ZNyq+brlCFNH5qg= | C:\Temp\vw\test data\ppmd_templates_ORCS1.rvt | 46¦195
ppmd_templates_ORCS1.rvt | ORCS1 - ELECTRICAL DESIGN | FALSE | Lighting¦LUX2 | Light_Level_LUX2 | TRUE | 172f1cff-58cc-41cd-b888-0e7a81d2bf40 | 6rizmblmYmrE3Do5x9bjNB7+l1O/ZNyq+brlCFNH5qg= | C:\Temp\vw\test data\ppmd_templates_ORCS1.rvt
ppmd_templates_ORCS1.rvt | ORCS1 - ELECTRICAL DESIGN | FALSE | Lighting¦Footcandles2 | Light_Level_FC2 | FALSE |  | 6rizmblmYmrE3Do5x9bjNB7+l1O/ZNyq+brlCFNH5qg= | C:\Temp\vw\test data\ppmd_templates_ORCS1.rvt
ppmd_templates_ORCS1.rvt | ORCS1 - ELECTRICAL DESIGN | FALSE | Lighting¦Notes | Light_Notes | TRUE | a36245ac-ea57-45c2-bac5-bed4d04a4f78 | 6rizmblmYmrE3Do5x9bjNB7+l1O/ZNyq+brlCFNH5qg= | C:\Temp\vw\test data\ppmd_templates_ORCS1.rvt | C¦D,J
ppmd_templates_ORCS1.rvt | ORCS1 - ELECTRICAL DESIGN | FALSE | Lighting¦Notes2 | Light_Notes2 | TRUE | 6d0b4891-ce4c-45f8-9560-387866098a10 | 6rizmblmYmrE3Do5x9bjNB7+l1O/ZNyq+brlCFNH5qg= | C:\Temp\vw\test data\ppmd_templates_ORCS1.rvt | -
ppmd_templates_ORCS1.rvt | ORCS1 - ELECTRICAL DESIGN | FALSE | Essential Power¦% Power | ES_Power% | TRUE | 7cbfe71a-865f-4cf4-b400-c67e3939439b | 6rizmblmYmrE3Do5x9bjNB7+l1O/ZNyq+brlCFNH5qg= | C:\Temp\vw\test data\ppmd_templates_ORCS1.rvt | -¦RA
ppmd_templates_ORCS1.rvt | ORCS1 - ELECTRICAL DESIGN | FALSE | Essential Power¦% Light | ES_Light% | TRUE | af00a8bb-40cb-434a-a7e5-b4140f3c844f | 6rizmblmYmrE3Do5x9bjNB7+l1O/ZNyq+brlCFNH5qg= | C:\Temp\vw\test data\ppmd_templates_ORCS1.rvt | -¦LB
ppmd_templates_ORCS1.rvt | ORCS1 - ELECTRICAL DESIGN | FALSE | Essential Power¦Notes | ES_Notes | TRUE | 0c3ae867-1060-40b5-bb68-261d16a167a0 | 6rizmblmYmrE3Do5x9bjNB7+l1O/ZNyq+brlCFNH5qg= | C:\Temp\vw\test data\ppmd_templates_ORCS1.rvt | -¦-
ppmd_templates_ORCS1.rvt | ORCS1 - EQUIPMENT SCHEDULE 1 of 2 | TRUE | JSN | JSN | TRUE | 8632cd76-2ab9-457d-8db7-39197de446a2 | 6rizmblmYmrE3Do5x9bjNB7+l1O/ZNyq+brlCFNH5qg= | C:\Temp\vw\test data\ppmd_templates_ORCS1.rvt | A1122¦A1130¦A4015¦A5075¦A5080¦A5107¦A5108¦C03F0¦C03P0¦C0036¦C0037¦CE030¦CS040¦CT020¦CT020¦E0130¦E0963¦F0280¦F0355¦F2010¦F2245¦F3050¦M0512¦M0630¦M0750¦M0755¦M0765¦M1801¦M3070¦M3072¦M3073¦M3175
ppmd_templates_ORCS1.rvt | ORCS1 - EQUIPMENT SCHEDULE 1 of 2 | TRUE | Nomenclature | Nomenclature | TRUE | f004b755-1952-4a21-a1c1-98f41ef6a86c | 6rizmblmYmrE3Do5x9bjNB7+l1O/ZNyq+brlCFNH5qg= | C:\Temp\vw\test data\ppmd_templates_ORCS1.rvt | Column, Equipment Arm, Ceiling Mounted, Surgery¦Cabinet, Control, Nitrogen¦Clock, Elapsed Time, Electric¦Dispenser, Soap, Disposable¦Dispenser, Paper Towel, SS, Surface Mounted¦Dispenser, Glove, Surgical/Examination, Wall Mntd¦Waste Disposal Unit, Sharps¦Cabinet, U/C/B, 1 Shelf, 2 Half DR, 2 DO, 36x30x22¦Cabinet, Sink, U/C/B, 2 Door, 30" W¦Rail, Apron, 4x30x1¦Rail, Apron, 4x36x1¦Cabinet, W/H, 2 SH, 2 GDO, Sloping Top, 38x30x13¦Sink, SS, Single Compartment, 7.5x14x14 ID¦Countertop, Solid Surface¦Countertop, Solid Surface¦Workstation, Documentation, OR, L-Shaped¦Cart, General Storage, Mobile¦Chair, Swivel, Low Back¦Footstool, Straight¦Basket, Wastepaper, Step-On¦Camera, Video Surveillance, HD, IP Powered¦Whiteboard, Dry Erase¦Television, HDTV, Large Screen, 60"¦Anesthesia Apparatus, 3 Gas¦Flowmeter, Air, Connect w/50 PSI Supply¦Flowmeter, Oxygen, Low Flow¦Regulator, Vacuum¦Computer, Microprocessing, w/Flat Panel Monitor¦Hamper, Linen, Mobile, w/Lid¦Frame, Infectious Waste Bag w/Lid¦Container, Biohazard Waste, Step-on, Fire Safe¦Electrosurgical Unit, Dual Output
ppmd_templates_ORCS1.rvt | ORCS1 - EQUIPMENT SCHEDULE 1 of 2 | TRUE | Qty | Count | FALSE |  | 6rizmblmYmrE3Do5x9bjNB7+l1O/ZNyq+brlCFNH5qg= | C:\Temp\vw\test data\ppmd_templates_ORCS1.rvt | 2¦2¦1¦1¦1¦3¦2¦2¦1¦2¦2¦1¦1¦1¦1¦1¦3¦1¦4¦1¦1¦1¦2¦1¦2¦2¦4¦1¦1¦1¦1¦1
ppmd_templates_ORCS1.rvt | ORCS1 - EQUIPMENT SCHEDULE 1 of 2 | TRUE | LF | Comments | FALSE |  | 6rizmblmYmrE3Do5x9bjNB7+l1O/ZNyq+brlCFNH5qg= | C:\Temp\vw\test data\ppmd_templates_ORCS1.rvt | 8'-0"¦6'-0"
ppmd_templates_ORCS1.rvt | ORCS1 - EQUIPMENT SCHEDULE 1 of 2 | TRUE | Logistics¦AR | CAT_Army | TRUE | fa0e0053-bcc4-42e8-881f-6a4690f994c9 | 6rizmblmYmrE3Do5x9bjNB7+l1O/ZNyq+brlCFNH5qg= | C:\Temp\vw\test data\ppmd_templates_ORCS1.rvt | A¦A¦A¦C¦A¦C¦C¦A¦A¦A¦A¦A¦A¦A¦A¦C¦C¦C¦C¦C¦C¦A¦C¦C¦C¦C¦C¦C¦C¦C¦C¦C
ppmd_templates_ORCS1.rvt | ORCS1 - EQUIPMENT SCHEDULE 1 of 2 | TRUE | Logistics¦NA | CAT_Navy | TRUE | 183e77a6-b75d-41a5-8f81-f6abfee236ec | 6rizmblmYmrE3Do5x9bjNB7+l1O/ZNyq+brlCFNH5qg= | C:\Temp\vw\test data\ppmd_templates_ORCS1.rvt | A¦A¦A¦C¦A¦C¦C¦A¦A¦A¦A¦A¦A¦A¦A¦C¦C¦C¦C¦C¦C¦A¦C¦C¦C¦C¦C¦C¦C¦C¦C¦C
ppmd_templates_ORCS1.rvt | ORCS1 - EQUIPMENT SCHEDULE 1 of 2 | TRUE | Logistics¦AF | CAT_AF | TRUE | 053816d3-2f83-4e72-9b30-0a25ff75573f | 6rizmblmYmrE3Do5x9bjNB7+l1O/ZNyq+brlCFNH5qg= | C:\Temp\vw\test data\ppmd_templates_ORCS1.rvt | A¦-¦-¦C¦A¦C¦C¦A¦A¦A¦A¦A¦A¦A¦A¦-¦C¦-¦C¦C¦-¦-¦C¦C¦C¦C¦C¦C¦C¦C¦C¦C
ppmd_templates_ORCS1.rvt | ORCS1 - EQUIPMENT SCHEDULE 1 of 2 | TRUE | Logistics¦VA | CAT_VA | TRUE | abab06e0-bc20-4958-a9a7-acf73c376614 | 6rizmblmYmrE3Do5x9bjNB7+l1O/ZNyq+brlCFNH5qg= | C:\Temp\vw\test data\ppmd_templates_ORCS1.rvt | A¦-¦-¦C¦A¦C¦C¦A¦A¦A¦A¦A¦A¦A¦A¦-¦C¦-¦C¦C¦-¦-¦C¦C¦C¦C¦C¦C¦C¦C¦C¦C
ppmd_templates_ORCS1.rvt | ORCS1 - EQUIPMENT SCHEDULE 1 of 2 | TRUE | Utilities¦1 | UTIL_1_WaterDrain | TRUE | 594b780e-c62e-473b-9f66-4d3db2fa1b7f | 6rizmblmYmrE3Do5x9bjNB7+l1O/ZNyq+brlCFNH5qg= | C:\Temp\vw\test data\ppmd_templates_ORCS1.rvt | -¦-¦-¦-¦-¦-¦-¦-¦-¦-¦-¦-¦D¦-¦-¦-¦-¦-¦-¦-¦-¦-¦-¦-¦-¦-¦-¦-¦-¦-¦-¦-
ppmd_templates_ORCS1.rvt | ORCS1 - EQUIPMENT SCHEDULE 1 of 2 | TRUE | Utilities¦2 | UTIL_2_Elec | TRUE | 28082216-138e-4a2f-9824-e96dbd7e3cd0 | 6rizmblmYmrE3Do5x9bjNB7+l1O/ZNyq+brlCFNH5qg= | C:\Temp\vw\test data\ppmd_templates_ORCS1.rvt | F¦B¦A¦-¦-¦-¦-¦-¦-¦-¦-¦-¦-¦-¦-¦A¦-¦-¦-¦-¦A¦-¦A¦A¦-¦-¦-¦A¦-¦-¦-¦A
ppmd_templates_ORCS1.rvt | ORCS1 - EQUIPMENT SCHEDULE 1 of 2 | TRUE | Utilities¦3 | UTIL_3_MedGas | TRUE | 22af1ef2-54f0-4b6e-b40a-7064dfb8769c | 6rizmblmYmrE3Do5x9bjNB7+l1O/ZNyq+brlCFNH5qg= | C:\Temp\vw\test data\ppmd_templates_ORCS1.rvt | G¦-¦-¦-¦-¦-¦-¦-¦-¦-¦-¦-¦-¦-¦-¦-¦-¦-¦-¦-¦-¦-¦-¦G¦K¦A¦B¦-¦-¦-¦-¦-
ppmd_templates_ORCS1.rvt | ORCS1 - EQUIPMENT SCHEDULE 1 of 2 | TRUE | Utilities¦4 | UTIL_4_MiscGas | TRUE | 745b8c3e-fd4a-4430-994a-d25826e1e484 | 6rizmblmYmrE3Do5x9bjNB7+l1O/ZNyq+brlCFNH5qg= | C:\Temp\vw\test data\ppmd_templates_ORCS1.rvt | -¦-¦-¦-¦-¦-¦-¦-¦-¦-¦-¦-¦-¦-¦-¦-¦-¦-¦-¦-¦-¦-¦-¦C¦-¦-¦-¦-¦-¦-¦-¦-
ppmd_templates_ORCS1.rvt | ORCS1 - EQUIPMENT SCHEDULE 1 of 2 | TRUE | Utilities¦5 | UTIL_5_NonMedGas | TRUE | 323edf97-d058-44ef-a0fb-1836c80554d8 | 6rizmblmYmrE3Do5x9bjNB7+l1O/ZNyq+brlCFNH5qg= | C:\Temp\vw\test data\ppmd_templates_ORCS1.rvt | -¦-¦-¦-¦-¦-¦-¦-¦-¦-¦-¦-¦-¦-¦-¦-¦-¦-¦-¦-¦-¦-¦-¦-¦-¦-¦-¦-¦-¦-¦-¦-
ppmd_templates_ORCS1.rvt | ORCS1 - EQUIPMENT SCHEDULE 1 of 2 | TRUE | Utilities¦6 | UTIL_6_Misc | TRUE | 38083e2d-8ba3-4868-9752-742b7a4a9586 | 6rizmblmYmrE3Do5x9bjNB7+l1O/ZNyq+brlCFNH5qg= | C:\Temp\vw\test data\ppmd_templates_ORCS1.rvt | -¦-¦D¦-¦-¦-¦-¦-¦-¦-¦-¦-¦-¦-¦-¦-¦-¦-¦-¦-¦-¦-¦-¦-¦-¦-¦-¦-¦-¦-¦-¦-
ppmd_templates_ORCS1.rvt | ORCS1 - EQUIPMENT SCHEDULE 2 of 2 | TRUE | JSN | JSN | TRUE | 8632cd76-2ab9-457d-8db7-39197de446a2 | 6rizmblmYmrE3Do5x9bjNB7+l1O/ZNyq+brlCFNH5qg= | C:\Temp\vw\test data\ppmd_templates_ORCS1.rvt | M4250¦M4255¦M4266¦M4815¦M4816¦M5030¦M5512¦M7485¦M7490¦M7845¦M8495¦M8551¦M8555¦M8606¦M8800¦M8810¦M8825¦M8830¦M8840¦M8900¦M8905¦M8910¦M8920¦M8925¦M8940¦M8970¦M9110¦X1200¦X3150¦X4122
ppmd_templates_ORCS1.rvt | ORCS1 - EQUIPMENT SCHEDULE 2 of 2 | TRUE | Nomenclature | Nomenclature | TRUE | f004b755-1952-4a21-a1c1-98f41ef6a86c | 6rizmblmYmrE3Do5x9bjNB7+l1O/ZNyq+brlCFNH5qg= | C:\Temp\vw\test data\ppmd_templates_ORCS1.rvt | Pump, Syringe, Infusion¦Stand, IV, Adjustable¦Pump, Volumetric, Infusion, Multiple Line¦Hypo/Hyperthermia Unit, Automatic/Manual, Mobile¦Warming Unit, Patient, Automatic Manual, Air¦Stool, Surgeon, Revolving¦Laser, Smoke Evacuator¦Light, Surg, Ceiling Mtd, Dual, Equal Dia Heads¦Light, Surg, Ceiling Mtd, Dual, Unequal Dia Heads¦Monitor, Physiological, Bedside, 4 Channel¦Laryngoscope, Video Glidescope¦Light Source, Fiberoptic Headlamp¦Insufflator, Automatic Controls¦Endoscopy Cart, Fiberoptic, w/Video Accessories¦Cart, Anesthesia¦Stand, Mayo¦Table, Instrument/Dressing, CRS, approx. 36x20x34¦Table, Instrument/Dressing, Mobile¦Table, Back, Instrument/Dressing¦Carriage, Pail, CRS, Without Pail¦Pail, Utility, CRS, Without Carriage¦Cart, Surgical Case¦Stand, Basin, CRS, Mobile, Double¦Stand, Basin, CRS, Mobile, Single¦Stool, Anesthesia, With Back¦Warmer, Blood, High Volume¦Table, Operating, 5 or 6 Section, Trauma¦Lithotripter, Extracorporeal¦Rack, Apron/Gloves, Wall Mounted¦Console, PACS, Remote View, w/Two 3MP Monitors
ppmd_templates_ORCS1.rvt | ORCS1 - EQUIPMENT SCHEDULE 2 of 2 | TRUE | Qty | Count | FALSE |  | 6rizmblmYmrE3Do5x9bjNB7+l1O/ZNyq+brlCFNH5qg= | C:\Temp\vw\test data\ppmd_templates_ORCS1.rvt | 1¦1¦1¦1¦1¦1¦1¦1¦1¦1¦1¦1¦1¦1¦1¦3¦2¦2¦1¦2¦2¦1¦1¦1¦1¦1¦1¦1¦1¦1
ppmd_templates_ORCS1.rvt | ORCS1 - EQUIPMENT SCHEDULE 2 of 2 | TRUE | LF | Comments | FALSE |  | 6rizmblmYmrE3Do5x9bjNB7+l1O/ZNyq+brlCFNH5qg= | C:\Temp\vw\test data\ppmd_templates_ORCS1.rvt
ppmd_templates_ORCS1.rvt | ORCS1 - EQUIPMENT SCHEDULE 2 of 2 | TRUE | Logistics¦AR | CAT_Army | TRUE | fa0e0053-bcc4-42e8-881f-6a4690f994c9 | 6rizmblmYmrE3Do5x9bjNB7+l1O/ZNyq+brlCFNH5qg= | C:\Temp\vw\test data\ppmd_templates_ORCS1.rvt | C¦C¦C¦C¦C¦C¦C¦A¦A¦C¦C¦C¦C¦C¦C¦C¦C¦C¦C¦C¦C¦C¦C¦C¦C¦C¦C¦C¦A¦C
ppmd_templates_ORCS1.rvt | ORCS1 - EQUIPMENT SCHEDULE 2 of 2 | TRUE | Logistics¦NA | CAT_Navy | TRUE | 183e77a6-b75d-41a5-8f81-f6abfee236ec | 6rizmblmYmrE3Do5x9bjNB7+l1O/ZNyq+brlCFNH5qg= | C:\Temp\vw\test data\ppmd_templates_ORCS1.rvt | C¦C¦C¦C¦C¦C¦C¦A¦A¦C¦C¦C¦C¦C¦C¦C¦C¦C¦C¦C¦C¦C¦C¦C¦C¦C¦C¦C¦A¦C
ppmd_templates_ORCS1.rvt | ORCS1 - EQUIPMENT SCHEDULE 2 of 2 | TRUE | Logistics¦AF | CAT_AF | TRUE | 053816d3-2f83-4e72-9b30-0a25ff75573f | 6rizmblmYmrE3Do5x9bjNB7+l1O/ZNyq+brlCFNH5qg= | C:\Temp\vw\test data\ppmd_templates_ORCS1.rvt | -¦C¦C¦-¦-¦C¦-¦A¦-¦C¦-¦C¦-¦C¦C¦C¦C¦-¦-¦C¦C¦-¦-¦-¦C¦C¦-¦-¦A¦-
ppmd_templates_ORCS1.rvt | ORCS1 - EQUIPMENT SCHEDULE 2 of 2 | TRUE | Logistics¦VA | CAT_VA | TRUE | abab06e0-bc20-4958-a9a7-acf73c376614 | 6rizmblmYmrE3Do5x9bjNB7+l1O/ZNyq+brlCFNH5qg= | C:\Temp\vw\test data\ppmd_templates_ORCS1.rvt | -¦C¦C¦-¦-¦C¦-¦A¦-¦C¦-¦C¦-¦C¦C¦C¦C¦-¦-¦C¦C¦-¦-¦-¦C¦C¦-¦-¦A¦-
ppmd_templates_ORCS1.rvt | ORCS1 - EQUIPMENT SCHEDULE 2 of 2 | TRUE | Utilities¦1 | UTIL_1_WaterDrain | TRUE | 594b780e-c62e-473b-9f66-4d3db2fa1b7f | 6rizmblmYmrE3Do5x9bjNB7+l1O/ZNyq+brlCFNH5qg= | C:\Temp\vw\test data\ppmd_templates_ORCS1.rvt | -¦-¦-¦-¦-¦-¦-¦-¦-¦-¦-¦-¦-¦-¦-¦-¦-¦-¦-¦-¦-¦-¦-¦-¦-¦-¦-¦D¦-¦-
ppmd_templates_ORCS1.rvt | ORCS1 - EQUIPMENT SCHEDULE 2 of 2 | TRUE | Utilities¦2 | UTIL_2_Elec | TRUE | 28082216-138e-4a2f-9824-e96dbd7e3cd0 | 6rizmblmYmrE3Do5x9bjNB7+l1O/ZNyq+brlCFNH5qg= | C:\Temp\vw\test data\ppmd_templates_ORCS1.rvt | A¦-¦A¦A¦A¦-¦A¦F¦F¦A¦-¦A¦A¦A¦-¦-¦-¦-¦-¦-¦-¦-¦-¦-¦-¦B¦A¦F¦-¦A
ppmd_templates_ORCS1.rvt | ORCS1 - EQUIPMENT SCHEDULE 2 of 2 | TRUE | Utilities¦3 | UTIL_3_MedGas | TRUE | 22af1ef2-54f0-4b6e-b40a-7064dfb8769c | 6rizmblmYmrE3Do5x9bjNB7+l1O/ZNyq+brlCFNH5qg= | C:\Temp\vw\test data\ppmd_templates_ORCS1.rvt | -¦-¦-¦-¦-¦-¦-¦-¦-¦-¦-¦-¦-¦-¦-¦-¦-¦-¦-¦-¦-¦-¦-¦-¦-¦-¦-¦D¦-¦-
ppmd_templates_ORCS1.rvt | ORCS1 - EQUIPMENT SCHEDULE 2 of 2 | TRUE | Utilities¦4 | UTIL_4_MiscGas | TRUE | 745b8c3e-fd4a-4430-994a-d25826e1e484 | 6rizmblmYmrE3Do5x9bjNB7+l1O/ZNyq+brlCFNH5qg= | C:\Temp\vw\test data\ppmd_templates_ORCS1.rvt | -¦-¦-¦-¦-¦-¦-¦-¦-¦-¦-¦-¦E¦E¦-¦-¦-¦-¦-¦-¦-¦-¦-¦-¦-¦-¦-¦-¦-¦-
ppmd_templates_ORCS1.rvt | ORCS1 - EQUIPMENT SCHEDULE 2 of 2 | TRUE | Utilities¦5 | UTIL_5_NonMedGas | TRUE | 323edf97-d058-44ef-a0fb-1836c80554d8 | 6rizmblmYmrE3Do5x9bjNB7+l1O/ZNyq+brlCFNH5qg= | C:\Temp\vw\test data\ppmd_templates_ORCS1.rvt | -¦-¦-¦-¦-¦-¦-¦-¦-¦-¦-¦-¦-¦-¦-¦-¦-¦-¦-¦-¦-¦-¦-¦-¦-¦-¦-¦-¦-¦-
ppmd_templates_ORCS1.rvt | ORCS1 - EQUIPMENT SCHEDULE 2 of 2 | TRUE | Utilities¦6 | UTIL_6_Misc | TRUE | 38083e2d-8ba3-4868-9752-742b7a4a9586 | 6rizmblmYmrE3Do5x9bjNB7+l1O/ZNyq+brlCFNH5qg= | C:\Temp\vw\test data\ppmd_templates_ORCS1.rvt | -¦-¦-¦-¦-¦-¦-¦-¦-¦D¦-¦-¦-¦-¦-¦-¦-¦-¦-¦-¦-¦-¦-¦-¦-¦-¦-¦B¦-¦-
ppmd_templates_ORCS1.rvt | ORCS1 - INTERIOR DESIGN | FALSE | Floor Finish¦Preferred | Floor Finish | FALSE |  | 6rizmblmYmrE3Do5x9bjNB7+l1O/ZNyq+brlCFNH5qg= | C:\Temp\vw\test data\ppmd_templates_ORCS1.rvt
ppmd_templates_ORCS1.rvt | ORCS1 - INTERIOR DESIGN | FALSE | Floor Finish¦Alternate | Floor Finish2 | TRUE | 4030719d-a272-441a-8bfa-d5eb510a1687 | 6rizmblmYmrE3Do5x9bjNB7+l1O/ZNyq+brlCFNH5qg= | C:\Temp\vw\test data\ppmd_templates_ORCS1.rvt
ppmd_templates_ORCS1.rvt | ORCS1 - INTERIOR DESIGN | FALSE | Wall Finish¦Preferred | Wall Finish | FALSE |  | 6rizmblmYmrE3Do5x9bjNB7+l1O/ZNyq+brlCFNH5qg= | C:\Temp\vw\test data\ppmd_templates_ORCS1.rvt
ppmd_templates_ORCS1.rvt | ORCS1 - INTERIOR DESIGN | FALSE | Wall Finish¦Alternate | Wall Finish2 | TRUE | 5a49d499-57b3-4e1f-afc0-4c041c862be1 | 6rizmblmYmrE3Do5x9bjNB7+l1O/ZNyq+brlCFNH5qg= | C:\Temp\vw\test data\ppmd_templates_ORCS1.rvt
ppmd_templates_ORCS1.rvt | ORCS1 - INTERIOR DESIGN | FALSE | Ceiling Finish¦Preferred | Ceiling Finish | FALSE |  | 6rizmblmYmrE3Do5x9bjNB7+l1O/ZNyq+brlCFNH5qg= | C:\Temp\vw\test data\ppmd_templates_ORCS1.rvt
ppmd_templates_ORCS1.rvt | ORCS1 - INTERIOR DESIGN | FALSE | Ceiling Finish¦Alternate | Ceiling Finish2 | TRUE | acb31fd1-378b-4329-97b0-400ae39b5bc4 | 6rizmblmYmrE3Do5x9bjNB7+l1O/ZNyq+brlCFNH5qg= | C:\Temp\vw\test data\ppmd_templates_ORCS1.rvt
ppmd_templates_ORCS1.rvt | ORCS1 - INTERIOR DESIGN | FALSE | Room Height¦ft - in | Ceiling_Hgt_IP | TRUE | 9f14ca4f-2465-4385-a17c-7aa549f64c09 | 6rizmblmYmrE3Do5x9bjNB7+l1O/ZNyq+brlCFNH5qg= | C:\Temp\vw\test data\ppmd_templates_ORCS1.rvt
ppmd_templates_ORCS1.rvt | ORCS1 - INTERIOR DESIGN | FALSE | Room Noise¦Min NC | Noise_NC_MIN | TRUE | 8c49df6c-7d6b-49fd-9459-f57d0921d704 | 6rizmblmYmrE3Do5x9bjNB7+l1O/ZNyq+brlCFNH5qg= | C:\Temp\vw\test data\ppmd_templates_ORCS1.rvt
ppmd_templates_ORCS1.rvt | ORCS1 - INTERIOR DESIGN | FALSE | Room Noise¦Max NC | Noise_NC_MAX | TRUE | 629b571a-1c14-443c-b8e8-1130b5edb513 | 6rizmblmYmrE3Do5x9bjNB7+l1O/ZNyq+brlCFNH5qg= | C:\Temp\vw\test data\ppmd_templates_ORCS1.rvt
ppmd_templates_ORCS1.rvt | ORCS1 - INTERIOR DESIGN | FALSE | Room Noise¦SC | Noise_SC | TRUE | 44bf9cd1-070a-432c-87d9-26a3211cfe07 | 6rizmblmYmrE3Do5x9bjNB7+l1O/ZNyq+brlCFNH5qg= | C:\Temp\vw\test data\ppmd_templates_ORCS1.rvt
ppmd_templates_ORCS1.rvt | ORCS1 - MECHANICAL DESIGN | FALSE | Air Balance | Air_Balance | TRUE | 587b3cf9-4450-4d95-b8ef-0e93665dbd91 | 6rizmblmYmrE3Do5x9bjNB7+l1O/ZNyq+brlCFNH5qg= | C:\Temp\vw\test data\ppmd_templates_ORCS1.rvt
ppmd_templates_ORCS1.rvt | ORCS1 - MECHANICAL DESIGN | FALSE | Air Changes Total | Air_Changes_Total | TRUE | 3988d7f3-0f28-4410-866c-5bc65e1d842a | 6rizmblmYmrE3Do5x9bjNB7+l1O/ZNyq+brlCFNH5qg= | C:\Temp\vw\test data\ppmd_templates_ORCS1.rvt
ppmd_templates_ORCS1.rvt | ORCS1 - MECHANICAL DESIGN | FALSE | Air Changes OA | Air_Changes_OA | TRUE | b7af949f-3b64-4f85-9391-d9f17dcaad1e | 6rizmblmYmrE3Do5x9bjNB7+l1O/ZNyq+brlCFNH5qg= | C:\Temp\vw\test data\ppmd_templates_ORCS1.rvt
ppmd_templates_ORCS1.rvt | ORCS1 - MECHANICAL DESIGN | FALSE | 100% Exhaust Air | Exhaust_Air_100% | TRUE | 62b97784-583b-47d5-90a3-a90bbb961b6e | 6rizmblmYmrE3Do5x9bjNB7+l1O/ZNyq+brlCFNH5qg= | C:\Temp\vw\test data\ppmd_templates_ORCS1.rvt
ppmd_templates_ORCS1.rvt | ORCS1 - MECHANICAL DESIGN | FALSE | Summer Temp¦F | Temp_Summer_F | TRUE | 1cbf6964-bd0f-4852-b367-ef4828e2e2cc | 6rizmblmYmrE3Do5x9bjNB7+l1O/ZNyq+brlCFNH5qg= | C:\Temp\vw\test data\ppmd_templates_ORCS1.rvt
ppmd_templates_ORCS1.rvt | ORCS1 - MECHANICAL DESIGN | FALSE | Summer Temp¦C | Temp_Summer_C | FALSE |  | 6rizmblmYmrE3Do5x9bjNB7+l1O/ZNyq+brlCFNH5qg= | C:\Temp\vw\test data\ppmd_templates_ORCS1.rvt
ppmd_templates_ORCS1.rvt | ORCS1 - MECHANICAL DESIGN | FALSE | Summer Temp¦Note | Temp_Summer_Note | TRUE | 6248fa3c-bb43-4e1c-91bb-60e102e573b7 | 6rizmblmYmrE3Do5x9bjNB7+l1O/ZNyq+brlCFNH5qg= | C:\Temp\vw\test data\ppmd_templates_ORCS1.rvt
ppmd_templates_ORCS1.rvt | ORCS1 - MECHANICAL DESIGN | FALSE | Winter Temp¦F | Temp_Winter_F | TRUE | b4f9888f-41ad-47ef-a6af-145b3de732c9 | 6rizmblmYmrE3Do5x9bjNB7+l1O/ZNyq+brlCFNH5qg= | C:\Temp\vw\test data\ppmd_templates_ORCS1.rvt
ppmd_templates_ORCS1.rvt | ORCS1 - MECHANICAL DESIGN | FALSE | Winter Temp¦C | Temp_Winter_C | FALSE |  | 6rizmblmYmrE3Do5x9bjNB7+l1O/ZNyq+brlCFNH5qg= | C:\Temp\vw\test data\ppmd_templates_ORCS1.rvt
ppmd_templates_ORCS1.rvt | ORCS1 - MECHANICAL DESIGN | FALSE | Winter Temp¦Note | Temp_Winter_Note | TRUE | aacd83fc-f530-464e-b089-01667d3c52cd | 6rizmblmYmrE3Do5x9bjNB7+l1O/ZNyq+brlCFNH5qg= | C:\Temp\vw\test data\ppmd_templates_ORCS1.rvt
ppmd_templates_ORCS1.rvt | ORCS1 - MECHANICAL DESIGN | FALSE | Max Relative Humidity | Relative_Humidity | TRUE | 36ead6c1-4384-4a65-8654-06a60aef94cb | 6rizmblmYmrE3Do5x9bjNB7+l1O/ZNyq+brlCFNH5qg= | C:\Temp\vw\test data\ppmd_templates_ORCS1.rvt
ppmd_templates_ORCS1.rvt | ORCS1 - MECHANICAL DESIGN | FALSE | Filtration¦Interm % | Filtration_Inter_% | TRUE | 4f03ad65-f905-419e-a0cf-8f58fe921fbc | 6rizmblmYmrE3Do5x9bjNB7+l1O/ZNyq+brlCFNH5qg= | C:\Temp\vw\test data\ppmd_templates_ORCS1.rvt
ppmd_templates_ORCS1.rvt | ORCS1 - MECHANICAL DESIGN | FALSE | Filtration¦Final % | Filtration_Final_% | TRUE | cc736e5f-46f5-476a-8d0a-ceb32d8d4e5a | 6rizmblmYmrE3Do5x9bjNB7+l1O/ZNyq+brlCFNH5qg= | C:\Temp\vw\test data\ppmd_templates_ORCS1.rvt
ppmd_templates_ORCS1.rvt | ORCS1 - MECHANICAL DESIGN | FALSE | Notes | Mech_Notes | TRUE | a32df790-0ab9-4c4a-b19c-511c2eef6d56 | 6rizmblmYmrE3Do5x9bjNB7+l1O/ZNyq+brlCFNH5qg= | C:\Temp\vw\test data\ppmd_templates_ORCS1.rvt
ppmd_templates_ORCS1.rvt | ORCS1 - MEDICAL GAS DESIGN | FALSE | MCA | MedGas_MCA | TRUE | 3b23ea7f-b9f1-4749-8a2b-eb6a4fab4cdc | 6rizmblmYmrE3Do5x9bjNB7+l1O/ZNyq+brlCFNH5qg= | C:\Temp\vw\test data\ppmd_templates_ORCS1.rvt
ppmd_templates_ORCS1.rvt | ORCS1 - MEDICAL GAS DESIGN | FALSE | DCA | MedGas_DCA | TRUE | 20dc9c73-7465-4e8a-8300-4a8b5a46a91c | 6rizmblmYmrE3Do5x9bjNB7+l1O/ZNyq+brlCFNH5qg= | C:\Temp\vw\test data\ppmd_templates_ORCS1.rvt
ppmd_templates_ORCS1.rvt | ORCS1 - MEDICAL GAS DESIGN | FALSE | LA | MedGas_LA | TRUE | 99801083-d820-4c5f-ad07-ab168e1bbda0 | 6rizmblmYmrE3Do5x9bjNB7+l1O/ZNyq+brlCFNH5qg= | C:\Temp\vw\test data\ppmd_templates_ORCS1.rvt
ppmd_templates_ORCS1.rvt | ORCS1 - MEDICAL GAS DESIGN | FALSE | PA | MedGas_PA | TRUE | 55793ba6-1647-428e-86f6-5ce4153c7f2e | 6rizmblmYmrE3Do5x9bjNB7+l1O/ZNyq+brlCFNH5qg= | C:\Temp\vw\test data\ppmd_templates_ORCS1.rvt
ppmd_templates_ORCS1.rvt | ORCS1 - MEDICAL GAS DESIGN | FALSE | MV | MedGas_MV | TRUE | 0a0bec6d-9172-4a2c-9fb3-7616a08f677a | 6rizmblmYmrE3Do5x9bjNB7+l1O/ZNyq+brlCFNH5qg= | C:\Temp\vw\test data\ppmd_templates_ORCS1.rvt
ppmd_templates_ORCS1.rvt | ORCS1 - MEDICAL GAS DESIGN | FALSE | DHV | MedGas_DHV | TRUE | 79779898-9917-494b-a027-0013b44e14f1 | 6rizmblmYmrE3Do5x9bjNB7+l1O/ZNyq+brlCFNH5qg= | C:\Temp\vw\test data\ppmd_templates_ORCS1.rvt
ppmd_templates_ORCS1.rvt | ORCS1 - MEDICAL GAS DESIGN | FALSE | DLV | MedGas_DLV | TRUE | bcdcef93-2e56-440a-a8f7-e9973eadba59 | 6rizmblmYmrE3Do5x9bjNB7+l1O/ZNyq+brlCFNH5qg= | C:\Temp\vw\test data\ppmd_templates_ORCS1.rvt
ppmd_templates_ORCS1.rvt | ORCS1 - MEDICAL GAS DESIGN | FALSE | LDE | MedGas_LDE | TRUE | cc6496eb-fa04-4455-81d4-1dfb1e6aaa52 | 6rizmblmYmrE3Do5x9bjNB7+l1O/ZNyq+brlCFNH5qg= | C:\Temp\vw\test data\ppmd_templates_ORCS1.rvt
ppmd_templates_ORCS1.rvt | ORCS1 - MEDICAL GAS DESIGN | FALSE | OX | MedGas_OX | TRUE | 59f6c2e0-639e-4476-adf0-a5c19b1199db | 6rizmblmYmrE3Do5x9bjNB7+l1O/ZNyq+brlCFNH5qg= | C:\Temp\vw\test data\ppmd_templates_ORCS1.rvt
ppmd_templates_ORCS1.rvt | ORCS1 - MEDICAL GAS DESIGN | FALSE | NO | MedGas_NO | TRUE | 1f31b342-99ad-494b-90ce-f27b8fc04b75 | 6rizmblmYmrE3Do5x9bjNB7+l1O/ZNyq+brlCFNH5qg= | C:\Temp\vw\test data\ppmd_templates_ORCS1.rvt
ppmd_templates_ORCS1.rvt | ORCS1 - MEDICAL GAS DESIGN | FALSE | NI | MedGas_NI | TRUE | ea24567d-1f4e-45f9-907f-a79ef8b323b1 | 6rizmblmYmrE3Do5x9bjNB7+l1O/ZNyq+brlCFNH5qg= | C:\Temp\vw\test data\ppmd_templates_ORCS1.rvt
ppmd_templates_ORCS1.rvt | ORCS1 - MEDICAL GAS DESIGN | FALSE | WAGD | MedGas_WAGD | TRUE | 1aa3572e-5073-44b4-acb3-ff8739230b69 | 6rizmblmYmrE3Do5x9bjNB7+l1O/ZNyq+brlCFNH5qg= | C:\Temp\vw\test data\ppmd_templates_ORCS1.rvt
ppmd_templates_ORCS1.rvt | ORCS1 - MEDICAL GAS DESIGN | FALSE | Notes1 | MedGas_Notes | TRUE | 69d1283f-21ef-46f3-9ebb-e36d00ef4da3 | 6rizmblmYmrE3Do5x9bjNB7+l1O/ZNyq+brlCFNH5qg= | C:\Temp\vw\test data\ppmd_templates_ORCS1.rvt
ppmd_templates_ORCS1.rvt | ORCS1 - MEDICAL GAS DESIGN | FALSE | Notes2 | MedGas_Notes2 | TRUE | 867f4341-094b-4cc7-b128-8c28392e09cd | 6rizmblmYmrE3Do5x9bjNB7+l1O/ZNyq+brlCFNH5qg= | C:\Temp\vw\test data\ppmd_templates_ORCS1.rvt
ppmd_templates_ORCS1.rvt | ORCS1 - STRUCTURAL DESIGN | FALSE | Structural Load¦psf | Str_FloorLoad_psf | TRUE | 654b90c9-d71e-4bcd-9f27-a1532becca95 | 6rizmblmYmrE3Do5x9bjNB7+l1O/ZNyq+brlCFNH5qg= | C:\Temp\vw\test data\ppmd_templates_ORCS1.rvt
ppmd_templates_ORCS1.rvt | ORCS1 - STRUCTURAL DESIGN | FALSE | Structural Load¦kPA | Str_FloorLoad_kPA | FALSE |  | 6rizmblmYmrE3Do5x9bjNB7+l1O/ZNyq+brlCFNH5qg= | C:\Temp\vw\test data\ppmd_templates_ORCS1.rvt
ppmd_templates_ORCS1.rvt | ORCS1 - STRUCTURAL DESIGN | FALSE | Notes | Str_Notes | TRUE | 509b36e6-cf53-4158-b357-61e3cedd6faa | 6rizmblmYmrE3Do5x9bjNB7+l1O/ZNyq+brlCFNH5qg= | C:\Temp\vw\test data\ppmd_templates_ORCS1.rvt
ppmd_templates_ORGS1.rvt | ORGS1 - DATA/TELEPHONE EQUIPMENT | FALSE | JSN | JSN | TRUE | 8632cd76-2ab9-457d-8db7-39197de446a2 | GxOEt3Xja7mCZlqf8zhfIUwq4crLTs4IG6MZBE4HKbI= | C:\Temp\vw\test data\ppmd_templates_ORGS1.rvt
ppmd_templates_ORGS1.rvt | ORGS1 - DATA/TELEPHONE EQUIPMENT | FALSE | Nomenclature | Nomenclature | TRUE | f004b755-1952-4a21-a1c1-98f41ef6a86c | GxOEt3Xja7mCZlqf8zhfIUwq4crLTs4IG6MZBE4HKbI= | C:\Temp\vw\test data\ppmd_templates_ORGS1.rvt
ppmd_templates_ORGS1.rvt | ORGS1 - DATA/TELEPHONE EQUIPMENT | FALSE | Qty | Count | FALSE |  | GxOEt3Xja7mCZlqf8zhfIUwq4crLTs4IG6MZBE4HKbI= | C:\Temp\vw\test data\ppmd_templates_ORGS1.rvt
ppmd_templates_ORGS1.rvt | ORGS1 - DATA/TELEPHONE EQUIPMENT | FALSE | Logistics¦AR | CAT_Army | TRUE | fa0e0053-bcc4-42e8-881f-6a4690f994c9 | GxOEt3Xja7mCZlqf8zhfIUwq4crLTs4IG6MZBE4HKbI= | C:\Temp\vw\test data\ppmd_templates_ORGS1.rvt
ppmd_templates_ORGS1.rvt | ORGS1 - DATA/TELEPHONE EQUIPMENT | FALSE | Logistics¦NA | CAT_Navy | TRUE | 183e77a6-b75d-41a5-8f81-f6abfee236ec | GxOEt3Xja7mCZlqf8zhfIUwq4crLTs4IG6MZBE4HKbI= | C:\Temp\vw\test data\ppmd_templates_ORGS1.rvt
ppmd_templates_ORGS1.rvt | ORGS1 - DATA/TELEPHONE EQUIPMENT | FALSE | Logistics¦AF | CAT_AF | TRUE | 053816d3-2f83-4e72-9b30-0a25ff75573f | GxOEt3Xja7mCZlqf8zhfIUwq4crLTs4IG6MZBE4HKbI= | C:\Temp\vw\test data\ppmd_templates_ORGS1.rvt
ppmd_templates_ORGS1.rvt | ORGS1 - DATA/TELEPHONE EQUIPMENT | FALSE | Logistics¦VA | CAT_VA | TRUE | abab06e0-bc20-4958-a9a7-acf73c376614 | GxOEt3Xja7mCZlqf8zhfIUwq4crLTs4IG6MZBE4HKbI= | C:\Temp\vw\test data\ppmd_templates_ORGS1.rvt
ppmd_templates_ORGS1.rvt | ORGS1 - DOOR SCHEDULE | FALSE | Mark | Construction Type | FALSE |  | GxOEt3Xja7mCZlqf8zhfIUwq4crLTs4IG6MZBE4HKbI= | C:\Temp\vw\test data\ppmd_templates_ORGS1.rvt | H¦I
ppmd_templates_ORGS1.rvt | ORGS1 - DOOR SCHEDULE | FALSE | Type | Family | FALSE |  | GxOEt3Xja7mCZlqf8zhfIUwq4crLTs4IG6MZBE4HKbI= | C:\Temp\vw\test data\ppmd_templates_ORGS1.rvt | Single-Flush-Dbl Acting¦Double-Flush
ppmd_templates_ORGS1.rvt | ORGS1 - DOOR SCHEDULE | FALSE | Count | Count | FALSE |  | GxOEt3Xja7mCZlqf8zhfIUwq4crLTs4IG6MZBE4HKbI= | C:\Temp\vw\test data\ppmd_templates_ORGS1.rvt | 2¦1
ppmd_templates_ORGS1.rvt | ORGS1 - DOOR SCHEDULE | FALSE | Height¦ft - in | Height | FALSE |  | GxOEt3Xja7mCZlqf8zhfIUwq4crLTs4IG6MZBE4HKbI= | C:\Temp\vw\test data\ppmd_templates_ORGS1.rvt | 7' - 0"¦7' - 0"
ppmd_templates_ORGS1.rvt | ORGS1 - DOOR SCHEDULE | FALSE | Width¦ft - in | Width | FALSE |  | GxOEt3Xja7mCZlqf8zhfIUwq4crLTs4IG6MZBE4HKbI= | C:\Temp\vw\test data\ppmd_templates_ORGS1.rvt | 4' - 0"¦6' - 0"
ppmd_templates_ORGS1.rvt | ORGS1 - DOOR SCHEDULE | FALSE | Notes | Type Comments | FALSE |  | GxOEt3Xja7mCZlqf8zhfIUwq4crLTs4IG6MZBE4HKbI= | C:\Temp\vw\test data\ppmd_templates_ORGS1.rvt
ppmd_templates_ORGS1.rvt | ORGS1 - ELECTRICAL DESIGN | FALSE | Lighting¦LUX1 | Light_Level_LUX | TRUE | fc853981-f613-4f05-81bd-e48fb947424b | GxOEt3Xja7mCZlqf8zhfIUwq4crLTs4IG6MZBE4HKbI= | C:\Temp\vw\test data\ppmd_templates_ORGS1.rvt | 2100
ppmd_templates_ORGS1.rvt | ORGS1 - ELECTRICAL DESIGN | FALSE | Lighting¦Footcandles1 | Light_Level_FC | FALSE |  | GxOEt3Xja7mCZlqf8zhfIUwq4crLTs4IG6MZBE4HKbI= | C:\Temp\vw\test data\ppmd_templates_ORGS1.rvt | 195
ppmd_templates_ORGS1.rvt | ORGS1 - ELECTRICAL DESIGN | FALSE | Lighting¦LUX2 | Light_Level_LUX2 | TRUE | 172f1cff-58cc-41cd-b888-0e7a81d2bf40 | GxOEt3Xja7mCZlqf8zhfIUwq4crLTs4IG6MZBE4HKbI= | C:\Temp\vw\test data\ppmd_templates_ORGS1.rvt
ppmd_templates_ORGS1.rvt | ORGS1 - ELECTRICAL DESIGN | FALSE | Lighting¦Footcandles2 | Light_Level_FC2 | FALSE |  | GxOEt3Xja7mCZlqf8zhfIUwq4crLTs4IG6MZBE4HKbI= | C:\Temp\vw\test data\ppmd_templates_ORGS1.rvt
ppmd_templates_ORGS1.rvt | ORGS1 - ELECTRICAL DESIGN | FALSE | Lighting¦Notes | Light_Notes | TRUE | a36245ac-ea57-45c2-bac5-bed4d04a4f78 | GxOEt3Xja7mCZlqf8zhfIUwq4crLTs4IG6MZBE4HKbI= | C:\Temp\vw\test data\ppmd_templates_ORGS1.rvt | D
ppmd_templates_ORGS1.rvt | ORGS1 - ELECTRICAL DESIGN | FALSE | Lighting¦Notes2 | Light_Notes2 | TRUE | 6d0b4891-ce4c-45f8-9560-387866098a10 | GxOEt3Xja7mCZlqf8zhfIUwq4crLTs4IG6MZBE4HKbI= | C:\Temp\vw\test data\ppmd_templates_ORGS1.rvt | F
ppmd_templates_ORGS1.rvt | ORGS1 - ELECTRICAL DESIGN | FALSE | Essential Power¦% Power | ES_Power% | TRUE | 7cbfe71a-865f-4cf4-b400-c67e3939439b | GxOEt3Xja7mCZlqf8zhfIUwq4crLTs4IG6MZBE4HKbI= | C:\Temp\vw\test data\ppmd_templates_ORGS1.rvt | RA
ppmd_templates_ORGS1.rvt | ORGS1 - ELECTRICAL DESIGN | FALSE | Essential Power¦% Light | ES_Light% | TRUE | af00a8bb-40cb-434a-a7e5-b4140f3c844f | GxOEt3Xja7mCZlqf8zhfIUwq4crLTs4IG6MZBE4HKbI= | C:\Temp\vw\test data\ppmd_templates_ORGS1.rvt | LB
ppmd_templates_ORGS1.rvt | ORGS1 - ELECTRICAL DESIGN | FALSE | Essential Power¦Notes | ES_Notes | TRUE | 0c3ae867-1060-40b5-bb68-261d16a167a0 | GxOEt3Xja7mCZlqf8zhfIUwq4crLTs4IG6MZBE4HKbI= | C:\Temp\vw\test data\ppmd_templates_ORGS1.rvt | -
ppmd_templates_ORGS1.rvt | ORGS1 - EQUIPMENT SCHEDULE 1 of 2 | TRUE | JSN | JSN | TRUE | 8632cd76-2ab9-457d-8db7-39197de446a2 | GxOEt3Xja7mCZlqf8zhfIUwq4crLTs4IG6MZBE4HKbI= | C:\Temp\vw\test data\ppmd_templates_ORGS1.rvt | A1122¦A4015¦A5107¦A5108¦E0130¦E0963¦F0280¦F0355¦F2245¦F3050¦F3200¦M0512¦M0630¦M0750¦M0755¦M0765¦M1801¦M3070¦M3072¦M3073¦M3175¦M4250¦M4255¦M4266¦M4815¦M4816¦M5030¦M5512¦M7485¦M7490¦M7845¦M8495¦M8551¦M8555¦M8606¦M8800
ppmd_templates_ORGS1.rvt | ORGS1 - EQUIPMENT SCHEDULE 1 of 2 | TRUE | Nomenclature | Nomenclature | TRUE | f004b755-1952-4a21-a1c1-98f41ef6a86c | GxOEt3Xja7mCZlqf8zhfIUwq4crLTs4IG6MZBE4HKbI= | C:\Temp\vw\test data\ppmd_templates_ORGS1.rvt | Column, Equipment Arm, Ceiling Mounted, Surgery¦Clock, Elapsed Time, Electric¦Dispenser, Glove, Surgical/Examination, Wall Mntd¦Waste Disposal Unit, Sharps¦Workstation, Documentation, Operating, L-Shaped¦Cart, General Storage, Mobile¦Chair, Swivel, Low Back¦Footstool, Straight¦Camera, HD¦Whiteboard, Dry Erase¦Clock, Battery, 12" Diameter¦Television, HDTV, Large Screen, 60"¦Anesthesia Apparatus, 3 Gas¦Flowmeter, Air, Connect w/50 PSI Supply¦Flowmeter, Oxygen, Low Flow¦Regulator, Vacuum¦Computer, Microprocessing, w/Flat Panel Monitor¦Hamper, Linen, Mobile, w/Lid¦Frame, Infectious Waste Bag w/Lid¦Container, Biohazard Waste, Step-on, Fire Safe¦Electrosurgical Unit, Dual Output¦Pump, Syringe, Infusion¦Stand, IV, Adjustable¦Pump, Volumetric, Infusion, Multiple Line¦Hypo/Hyperthermia Unit, Automatic/Manual, Mobile¦Warming Unit, Patient, Automatic Manual, Air¦Stool, Surgeon, Revolving¦Laser, Smoke Evacuator¦Light, Surg, Ceiling Mtd, Dual, Equal Dia Heads¦Light, Surg, Ceiling Mtd, Dual, Unequal Dia Heads¦Monitor, Physiological, Bedside, 4 Channel¦Laryngoscope, Video Glidescope¦Light Source, Fiberoptic Headlamp¦Insufflator, Automatic Controls¦Endoscopy Cart, Fiberoptic, w/Video Accessories¦Cart, Anesthesia
ppmd_templates_ORGS1.rvt | ORGS1 - EQUIPMENT SCHEDULE 1 of 2 | TRUE | Qty | Count | FALSE |  | GxOEt3Xja7mCZlqf8zhfIUwq4crLTs4IG6MZBE4HKbI= | C:\Temp\vw\test data\ppmd_templates_ORGS1.rvt | 2¦1¦2¦1¦1¦3¦1¦4¦1¦1¦1¦2¦1¦2¦2¦4¦1¦1¦1¦1¦2¦2¦2¦2¦1¦2¦2¦1¦1¦1¦1¦1¦2¦1¦1¦1
ppmd_templates_ORGS1.rvt | ORGS1 - EQUIPMENT SCHEDULE 1 of 2 | TRUE | Logistics¦AR | CAT_Army | TRUE | fa0e0053-bcc4-42e8-881f-6a4690f994c9 | GxOEt3Xja7mCZlqf8zhfIUwq4crLTs4IG6MZBE4HKbI= | C:\Temp\vw\test data\ppmd_templates_ORGS1.rvt | A¦A¦C¦C¦C¦C¦C¦C¦C¦A¦C¦C¦C¦C¦C¦C¦C¦C¦C¦C¦C¦C¦C¦C¦C¦C¦C¦C¦A¦A¦C¦C¦C¦C¦C¦C
ppmd_templates_ORGS1.rvt | ORGS1 - EQUIPMENT SCHEDULE 1 of 2 | TRUE | Logistics¦NA | CAT_Navy | TRUE | 183e77a6-b75d-41a5-8f81-f6abfee236ec | GxOEt3Xja7mCZlqf8zhfIUwq4crLTs4IG6MZBE4HKbI= | C:\Temp\vw\test data\ppmd_templates_ORGS1.rvt | A¦A¦C¦C¦C¦C¦C¦C¦C¦A¦C¦C¦C¦C¦C¦C¦C¦C¦C¦C¦C¦C¦C¦C¦C¦C¦C¦C¦A¦A¦C¦C¦C¦C¦C¦C
ppmd_templates_ORGS1.rvt | ORGS1 - EQUIPMENT SCHEDULE 1 of 2 | TRUE | Logistics¦AF | CAT_AF | TRUE | 053816d3-2f83-4e72-9b30-0a25ff75573f | GxOEt3Xja7mCZlqf8zhfIUwq4crLTs4IG6MZBE4HKbI= | C:\Temp\vw\test data\ppmd_templates_ORGS1.rvt | A¦A¦C¦C¦C¦C¦C¦C¦C¦A¦C¦C¦C¦C¦C¦C¦C¦C¦C¦C¦C¦C¦C¦C¦C¦C¦C¦C¦A¦A¦C¦C¦C¦C¦C¦C
ppmd_templates_ORGS1.rvt | ORGS1 - EQUIPMENT SCHEDULE 1 of 2 | TRUE | Logistics¦VA | CAT_VA | TRUE | abab06e0-bc20-4958-a9a7-acf73c376614 | GxOEt3Xja7mCZlqf8zhfIUwq4crLTs4IG6MZBE4HKbI= | C:\Temp\vw\test data\ppmd_templates_ORGS1.rvt | A¦A¦C¦C¦C¦C¦C¦C¦C¦A¦C¦C¦C¦C¦C¦C¦C¦C¦C¦C¦C¦C¦C¦C¦C¦C¦C¦C¦A¦A¦C¦C¦C¦C¦C¦C
ppmd_templates_ORGS1.rvt | ORGS1 - EQUIPMENT SCHEDULE 1 of 2 | TRUE | Utilities¦1 | UTIL_1_WaterDrain | TRUE | 594b780e-c62e-473b-9f66-4d3db2fa1b7f | GxOEt3Xja7mCZlqf8zhfIUwq4crLTs4IG6MZBE4HKbI= | C:\Temp\vw\test data\ppmd_templates_ORGS1.rvt | -¦-¦-¦-¦-¦-¦-¦-¦-¦-¦-¦-¦-¦-¦-¦-¦-¦-¦-¦-¦-¦-¦-¦-¦-¦-¦-¦-¦-¦-¦-¦-¦-¦-¦-¦-
ppmd_templates_ORGS1.rvt | ORGS1 - EQUIPMENT SCHEDULE 1 of 2 | TRUE | Utilities¦2 | UTIL_2_Elec | TRUE | 28082216-138e-4a2f-9824-e96dbd7e3cd0 | GxOEt3Xja7mCZlqf8zhfIUwq4crLTs4IG6MZBE4HKbI= | C:\Temp\vw\test data\ppmd_templates_ORGS1.rvt | F¦A¦-¦-¦-¦-¦-¦-¦-¦-¦-¦A¦A¦-¦-¦-¦A¦-¦-¦-¦A¦A¦-¦A¦A¦A¦-¦A¦F¦F¦A¦-¦A¦A¦A¦-
ppmd_templates_ORGS1.rvt | ORGS1 - EQUIPMENT SCHEDULE 1 of 2 | TRUE | Utilities¦3 | UTIL_3_MedGas | TRUE | 22af1ef2-54f0-4b6e-b40a-7064dfb8769c | GxOEt3Xja7mCZlqf8zhfIUwq4crLTs4IG6MZBE4HKbI= | C:\Temp\vw\test data\ppmd_templates_ORGS1.rvt | G¦-¦-¦-¦-¦-¦-¦-¦-¦-¦-¦-¦G¦K¦A¦B¦-¦-¦-¦-¦-¦-¦-¦-¦-¦-¦-¦-¦-¦-¦-¦-¦-¦-¦-¦-
ppmd_templates_ORGS1.rvt | ORGS1 - EQUIPMENT SCHEDULE 1 of 2 | TRUE | Utilities¦4 | UTIL_4_MiscGas | TRUE | 745b8c3e-fd4a-4430-994a-d25826e1e484 | GxOEt3Xja7mCZlqf8zhfIUwq4crLTs4IG6MZBE4HKbI= | C:\Temp\vw\test data\ppmd_templates_ORGS1.rvt | -¦-¦-¦-¦-¦-¦-¦-¦-¦-¦-¦-¦C¦-¦-¦-¦-¦-¦-¦-¦-¦-¦-¦-¦-¦-¦-¦-¦-¦-¦-¦-¦-¦E¦E¦-
ppmd_templates_ORGS1.rvt | ORGS1 - EQUIPMENT SCHEDULE 1 of 2 | TRUE | Utilities¦5 | UTIL_5_NonMedGas | TRUE | 323edf97-d058-44ef-a0fb-1836c80554d8 | GxOEt3Xja7mCZlqf8zhfIUwq4crLTs4IG6MZBE4HKbI= | C:\Temp\vw\test data\ppmd_templates_ORGS1.rvt | -¦-¦-¦-¦-¦-¦-¦-¦-¦-¦-¦-¦-¦-¦-¦-¦-¦-¦-¦-¦-¦-¦-¦-¦-¦-¦-¦-¦-¦-¦-¦-¦-¦-¦-¦-
ppmd_templates_ORGS1.rvt | ORGS1 - EQUIPMENT SCHEDULE 1 of 2 | TRUE | Utilities¦6 | UTIL_6_Misc | TRUE | 38083e2d-8ba3-4868-9752-742b7a4a9586 | GxOEt3Xja7mCZlqf8zhfIUwq4crLTs4IG6MZBE4HKbI= | C:\Temp\vw\test data\ppmd_templates_ORGS1.rvt | -¦D¦-¦-¦-¦-¦-¦-¦-¦-¦-¦-¦-¦-¦-¦-¦-¦-¦-¦-¦-¦-¦-¦-¦-¦-¦-¦-¦-¦-¦D¦-¦-¦-¦-¦-
ppmd_templates_ORGS1.rvt | ORGS1 - EQUIPMENT SCHEDULE 2 of 2 | TRUE | JSN | JSN | TRUE | 8632cd76-2ab9-457d-8db7-39197de446a2 | GxOEt3Xja7mCZlqf8zhfIUwq4crLTs4IG6MZBE4HKbI= | C:\Temp\vw\test data\ppmd_templates_ORGS1.rvt | M8810¦M8825¦M8830¦M8900¦M8905¦M8910¦M8920¦M8925¦M8940¦M8970¦M9110¦TB015¦TB018¦X3150¦X3930¦X4122
ppmd_templates_ORGS1.rvt | ORGS1 - EQUIPMENT SCHEDULE 2 of 2 | TRUE | Nomenclature | Nomenclature | TRUE | f004b755-1952-4a21-a1c1-98f41ef6a86c | GxOEt3Xja7mCZlqf8zhfIUwq4crLTs4IG6MZBE4HKbI= | C:\Temp\vw\test data\ppmd_templates_ORGS1.rvt | Stand, Mayo¦Table, Instrument/Dressing, CRS, approx. 36x20x34¦Table, Instrument/Dressing, Mobile¦Carriage, Pail, CRS, Without Pail¦Pail, Utility, CRS, Without Carriage¦Cart, Surgical Case¦Stand, Basin, CRS, Mobile, Double¦Stand, Basin, CRS, Mobile, Single¦Stool, Anesthesia, With Back¦Warmer, Blood, High Volume¦Table, Operating, 5 or 6 Section, Trauma¦Sequential Compression Device Pump¦Backtable¦Rack, Apron/Gloves, Wall Mounted¦Illuminator, Film, Double, Wall Mounted¦Console, PACS, Remote View, 2k X 2k, 2 Monitors
ppmd_templates_ORGS1.rvt | ORGS1 - EQUIPMENT SCHEDULE 2 of 2 | TRUE | Qty | Count | FALSE |  | GxOEt3Xja7mCZlqf8zhfIUwq4crLTs4IG6MZBE4HKbI= | C:\Temp\vw\test data\ppmd_templates_ORGS1.rvt | 3¦2¦2¦4¦4¦2¦1¦1¦1¦1¦1¦1¦2¦2¦1¦1
ppmd_templates_ORGS1.rvt | ORGS1 - EQUIPMENT SCHEDULE 2 of 2 | TRUE | Logistics¦AR | CAT_Army | TRUE | fa0e0053-bcc4-42e8-881f-6a4690f994c9 | GxOEt3Xja7mCZlqf8zhfIUwq4crLTs4IG6MZBE4HKbI= | C:\Temp\vw\test data\ppmd_templates_ORGS1.rvt | C¦C¦C¦C¦C¦C¦C¦C¦C¦C¦C¦C¦C¦A¦C¦F
ppmd_templates_ORGS1.rvt | ORGS1 - EQUIPMENT SCHEDULE 2 of 2 | TRUE | Logistics¦NA | CAT_Navy | TRUE | 183e77a6-b75d-41a5-8f81-f6abfee236ec | GxOEt3Xja7mCZlqf8zhfIUwq4crLTs4IG6MZBE4HKbI= | C:\Temp\vw\test data\ppmd_templates_ORGS1.rvt | C¦C¦C¦C¦C¦C¦C¦C¦C¦C¦C¦C¦C¦A¦C¦F
ppmd_templates_ORGS1.rvt | ORGS1 - EQUIPMENT SCHEDULE 2 of 2 | TRUE | Logistics¦AF | CAT_AF | TRUE | 053816d3-2f83-4e72-9b30-0a25ff75573f | GxOEt3Xja7mCZlqf8zhfIUwq4crLTs4IG6MZBE4HKbI= | C:\Temp\vw\test data\ppmd_templates_ORGS1.rvt | C¦C¦C¦C¦C¦C¦C¦C¦C¦C¦C¦C¦C¦A¦C¦F
ppmd_templates_ORGS1.rvt | ORGS1 - EQUIPMENT SCHEDULE 2 of 2 | TRUE | Logistics¦VA | CAT_VA | TRUE | abab06e0-bc20-4958-a9a7-acf73c376614 | GxOEt3Xja7mCZlqf8zhfIUwq4crLTs4IG6MZBE4HKbI= | C:\Temp\vw\test data\ppmd_templates_ORGS1.rvt | C¦C¦C¦C¦C¦C¦C¦C¦C¦C¦C¦C¦C¦A¦C¦F
ppmd_templates_ORGS1.rvt | ORGS1 - EQUIPMENT SCHEDULE 2 of 2 | TRUE | Utilities¦1 | UTIL_1_WaterDrain | TRUE | 594b780e-c62e-473b-9f66-4d3db2fa1b7f | GxOEt3Xja7mCZlqf8zhfIUwq4crLTs4IG6MZBE4HKbI= | C:\Temp\vw\test data\ppmd_templates_ORGS1.rvt | -¦-¦-¦-¦-¦-¦-¦-¦-¦-¦-¦-¦-¦-¦-¦-
ppmd_templates_ORGS1.rvt | ORGS1 - EQUIPMENT SCHEDULE 2 of 2 | TRUE | Utilities¦2 | UTIL_2_Elec | TRUE | 28082216-138e-4a2f-9824-e96dbd7e3cd0 | GxOEt3Xja7mCZlqf8zhfIUwq4crLTs4IG6MZBE4HKbI= | C:\Temp\vw\test data\ppmd_templates_ORGS1.rvt | -¦-¦-¦-¦-¦-¦-¦-¦-¦B¦A¦-¦-¦-¦A¦A
ppmd_templates_ORGS1.rvt | ORGS1 - EQUIPMENT SCHEDULE 2 of 2 | TRUE | Utilities¦3 | UTIL_3_MedGas | TRUE | 22af1ef2-54f0-4b6e-b40a-7064dfb8769c | GxOEt3Xja7mCZlqf8zhfIUwq4crLTs4IG6MZBE4HKbI= | C:\Temp\vw\test data\ppmd_templates_ORGS1.rvt | -¦-¦-¦-¦-¦-¦-¦-¦-¦-¦-¦-¦-¦-¦-¦-
ppmd_templates_ORGS1.rvt | ORGS1 - EQUIPMENT SCHEDULE 2 of 2 | TRUE | Utilities¦4 | UTIL_4_MiscGas | TRUE | 745b8c3e-fd4a-4430-994a-d25826e1e484 | GxOEt3Xja7mCZlqf8zhfIUwq4crLTs4IG6MZBE4HKbI= | C:\Temp\vw\test data\ppmd_templates_ORGS1.rvt | -¦-¦-¦-¦-¦-¦-¦-¦-¦-¦-¦-¦-¦-¦-¦-
ppmd_templates_ORGS1.rvt | ORGS1 - EQUIPMENT SCHEDULE 2 of 2 | TRUE | Utilities¦5 | UTIL_5_NonMedGas | TRUE | 323edf97-d058-44ef-a0fb-1836c80554d8 | GxOEt3Xja7mCZlqf8zhfIUwq4crLTs4IG6MZBE4HKbI= | C:\Temp\vw\test data\ppmd_templates_ORGS1.rvt | -¦-¦-¦-¦-¦-¦-¦-¦-¦-¦-¦-¦-¦-¦-¦-
ppmd_templates_ORGS1.rvt | ORGS1 - EQUIPMENT SCHEDULE 2 of 2 | TRUE | Utilities¦6 | UTIL_6_Misc | TRUE | 38083e2d-8ba3-4868-9752-742b7a4a9586 | GxOEt3Xja7mCZlqf8zhfIUwq4crLTs4IG6MZBE4HKbI= | C:\Temp\vw\test data\ppmd_templates_ORGS1.rvt | -¦-¦-¦-¦-¦-¦-¦-¦-¦-¦-¦-¦-¦-¦-¦-
ppmd_templates_ORGS1.rvt | ORGS1 - INTERIOR DESIGN | FALSE | Floor Finish¦Preferred | Floor Finish | FALSE |  | GxOEt3Xja7mCZlqf8zhfIUwq4crLTs4IG6MZBE4HKbI= | C:\Temp\vw\test data\ppmd_templates_ORGS1.rvt | ET
ppmd_templates_ORGS1.rvt | ORGS1 - INTERIOR DESIGN | FALSE | Floor Finish¦Alternate | Floor Finish2 | TRUE | 4030719d-a272-441a-8bfa-d5eb510a1687 | GxOEt3Xja7mCZlqf8zhfIUwq4crLTs4IG6MZBE4HKbI= | C:\Temp\vw\test data\ppmd_templates_ORGS1.rvt | SV
ppmd_templates_ORGS1.rvt | ORGS1 - INTERIOR DESIGN | FALSE | Wall Finish¦Preferred | Wall Finish | FALSE |  | GxOEt3Xja7mCZlqf8zhfIUwq4crLTs4IG6MZBE4HKbI= | C:\Temp\vw\test data\ppmd_templates_ORGS1.rvt | GCT
ppmd_templates_ORGS1.rvt | ORGS1 - INTERIOR DESIGN | FALSE | Wall Finish¦Alternate | Wall Finish2 | TRUE | 5a49d499-57b3-4e1f-afc0-4c041c862be1 | GxOEt3Xja7mCZlqf8zhfIUwq4crLTs4IG6MZBE4HKbI= | C:\Temp\vw\test data\ppmd_templates_ORGS1.rvt | SSP
ppmd_templates_ORGS1.rvt | ORGS1 - INTERIOR DESIGN | FALSE | Ceiling Finish¦Preferred | Ceiling Finish | FALSE |  | GxOEt3Xja7mCZlqf8zhfIUwq4crLTs4IG6MZBE4HKbI= | C:\Temp\vw\test data\ppmd_templates_ORGS1.rvt | GLG
ppmd_templates_ORGS1.rvt | ORGS1 - INTERIOR DESIGN | FALSE | Ceiling Finish¦Alternate | Ceiling Finish2 | TRUE | acb31fd1-378b-4329-97b0-400ae39b5bc4 | GxOEt3Xja7mCZlqf8zhfIUwq4crLTs4IG6MZBE4HKbI= | C:\Temp\vw\test data\ppmd_templates_ORGS1.rvt | -
ppmd_templates_ORGS1.rvt | ORGS1 - INTERIOR DESIGN | FALSE | Room Height¦ft - in | Ceiling_Hgt_IP | TRUE | 9f14ca4f-2465-4385-a17c-7aa549f64c09 | GxOEt3Xja7mCZlqf8zhfIUwq4crLTs4IG6MZBE4HKbI= | C:\Temp\vw\test data\ppmd_templates_ORGS1.rvt | 10' - 0"
ppmd_templates_ORGS1.rvt | ORGS1 - INTERIOR DESIGN | FALSE | Room Noise¦Min NC | Noise_NC_MIN | TRUE | 8c49df6c-7d6b-49fd-9459-f57d0921d704 | GxOEt3Xja7mCZlqf8zhfIUwq4crLTs4IG6MZBE4HKbI= | C:\Temp\vw\test data\ppmd_templates_ORGS1.rvt | 30
ppmd_templates_ORGS1.rvt | ORGS1 - INTERIOR DESIGN | FALSE | Room Noise¦Max NC | Noise_NC_MAX | TRUE | 629b571a-1c14-443c-b8e8-1130b5edb513 | GxOEt3Xja7mCZlqf8zhfIUwq4crLTs4IG6MZBE4HKbI= | C:\Temp\vw\test data\ppmd_templates_ORGS1.rvt | 35
ppmd_templates_ORGS1.rvt | ORGS1 - INTERIOR DESIGN | FALSE | Room Noise¦SC | Noise_SC | TRUE | 44bf9cd1-070a-432c-87d9-26a3211cfe07 | GxOEt3Xja7mCZlqf8zhfIUwq4crLTs4IG6MZBE4HKbI= | C:\Temp\vw\test data\ppmd_templates_ORGS1.rvt | 45
ppmd_templates_ORGS1.rvt | ORGS1 - MECHANICAL DESIGN | FALSE | Air Balance | Air_Balance | TRUE | 587b3cf9-4450-4d95-b8ef-0e93665dbd91 | GxOEt3Xja7mCZlqf8zhfIUwq4crLTs4IG6MZBE4HKbI= | C:\Temp\vw\test data\ppmd_templates_ORGS1.rvt | ++
ppmd_templates_ORGS1.rvt | ORGS1 - MECHANICAL DESIGN | FALSE | Air Changes Total | Air_Changes_Total | TRUE | 3988d7f3-0f28-4410-866c-5bc65e1d842a | GxOEt3Xja7mCZlqf8zhfIUwq4crLTs4IG6MZBE4HKbI= | C:\Temp\vw\test data\ppmd_templates_ORGS1.rvt | 25
ppmd_templates_ORGS1.rvt | ORGS1 - MECHANICAL DESIGN | FALSE | Air Changes OA | Air_Changes_OA | TRUE | b7af949f-3b64-4f85-9391-d9f17dcaad1e | GxOEt3Xja7mCZlqf8zhfIUwq4crLTs4IG6MZBE4HKbI= | C:\Temp\vw\test data\ppmd_templates_ORGS1.rvt | 5
ppmd_templates_ORGS1.rvt | ORGS1 - MECHANICAL DESIGN | FALSE | 100% Exhaust Air | Exhaust_Air_100% | TRUE | 62b97784-583b-47d5-90a3-a90bbb961b6e | GxOEt3Xja7mCZlqf8zhfIUwq4crLTs4IG6MZBE4HKbI= | C:\Temp\vw\test data\ppmd_templates_ORGS1.rvt | -
ppmd_templates_ORGS1.rvt | ORGS1 - MECHANICAL DESIGN | FALSE | Summer Temp¦F | Temp_Summer_F | TRUE | 1cbf6964-bd0f-4852-b367-ef4828e2e2cc | GxOEt3Xja7mCZlqf8zhfIUwq4crLTs4IG6MZBE4HKbI= | C:\Temp\vw\test data\ppmd_templates_ORGS1.rvt
ppmd_templates_ORGS1.rvt | ORGS1 - MECHANICAL DESIGN | FALSE | Summer Temp¦C | Temp_Summer_C | FALSE |  | GxOEt3Xja7mCZlqf8zhfIUwq4crLTs4IG6MZBE4HKbI= | C:\Temp\vw\test data\ppmd_templates_ORGS1.rvt
ppmd_templates_ORGS1.rvt | ORGS1 - MECHANICAL DESIGN | FALSE | Summer Temp¦Note | Temp_Summer_Note | TRUE | 6248fa3c-bb43-4e1c-91bb-60e102e573b7 | GxOEt3Xja7mCZlqf8zhfIUwq4crLTs4IG6MZBE4HKbI= | C:\Temp\vw\test data\ppmd_templates_ORGS1.rvt | R
ppmd_templates_ORGS1.rvt | ORGS1 - MECHANICAL DESIGN | FALSE | Winter Temp¦F | Temp_Winter_F | TRUE | b4f9888f-41ad-47ef-a6af-145b3de732c9 | GxOEt3Xja7mCZlqf8zhfIUwq4crLTs4IG6MZBE4HKbI= | C:\Temp\vw\test data\ppmd_templates_ORGS1.rvt | 73
ppmd_templates_ORGS1.rvt | ORGS1 - MECHANICAL DESIGN | FALSE | Winter Temp¦C | Temp_Winter_C | FALSE |  | GxOEt3Xja7mCZlqf8zhfIUwq4crLTs4IG6MZBE4HKbI= | C:\Temp\vw\test data\ppmd_templates_ORGS1.rvt | 23
ppmd_templates_ORGS1.rvt | ORGS1 - MECHANICAL DESIGN | FALSE | Winter Temp¦Note | Temp_Winter_Note | TRUE | aacd83fc-f530-464e-b089-01667d3c52cd | GxOEt3Xja7mCZlqf8zhfIUwq4crLTs4IG6MZBE4HKbI= | C:\Temp\vw\test data\ppmd_templates_ORGS1.rvt | R
ppmd_templates_ORGS1.rvt | ORGS1 - MECHANICAL DESIGN | FALSE | Max Relative Humidity | Relative_Humidity | TRUE | 36ead6c1-4384-4a65-8654-06a60aef94cb | GxOEt3Xja7mCZlqf8zhfIUwq4crLTs4IG6MZBE4HKbI= | C:\Temp\vw\test data\ppmd_templates_ORGS1.rvt | Y
ppmd_templates_ORGS1.rvt | ORGS1 - MECHANICAL DESIGN | FALSE | Filtration¦Interm % | Filtration_Inter_% | TRUE | 4f03ad65-f905-419e-a0cf-8f58fe921fbc | GxOEt3Xja7mCZlqf8zhfIUwq4crLTs4IG6MZBE4HKbI= | C:\Temp\vw\test data\ppmd_templates_ORGS1.rvt | 14
ppmd_templates_ORGS1.rvt | ORGS1 - MECHANICAL DESIGN | FALSE | Filtration¦Final % | Filtration_Final_% | TRUE | cc736e5f-46f5-476a-8d0a-ceb32d8d4e5a | GxOEt3Xja7mCZlqf8zhfIUwq4crLTs4IG6MZBE4HKbI= | C:\Temp\vw\test data\ppmd_templates_ORGS1.rvt | 17
ppmd_templates_ORGS1.rvt | ORGS1 - MECHANICAL DESIGN | FALSE | Notes | Mech_Notes | TRUE | a32df790-0ab9-4c4a-b19c-511c2eef6d56 | GxOEt3Xja7mCZlqf8zhfIUwq4crLTs4IG6MZBE4HKbI= | C:\Temp\vw\test data\ppmd_templates_ORGS1.rvt | C
ppmd_templates_ORGS1.rvt | ORGS1 - MEDICAL GAS DESIGN | FALSE | MCA | MedGas_MCA | TRUE | 3b23ea7f-b9f1-4749-8a2b-eb6a4fab4cdc | GxOEt3Xja7mCZlqf8zhfIUwq4crLTs4IG6MZBE4HKbI= | C:\Temp\vw\test data\ppmd_templates_ORGS1.rvt | 6
ppmd_templates_ORGS1.rvt | ORGS1 - MEDICAL GAS DESIGN | FALSE | DCA | MedGas_DCA | TRUE | 20dc9c73-7465-4e8a-8300-4a8b5a46a91c | GxOEt3Xja7mCZlqf8zhfIUwq4crLTs4IG6MZBE4HKbI= | C:\Temp\vw\test data\ppmd_templates_ORGS1.rvt | -
ppmd_templates_ORGS1.rvt | ORGS1 - MEDICAL GAS DESIGN | FALSE | LA | MedGas_LA | TRUE | 99801083-d820-4c5f-ad07-ab168e1bbda0 | GxOEt3Xja7mCZlqf8zhfIUwq4crLTs4IG6MZBE4HKbI= | C:\Temp\vw\test data\ppmd_templates_ORGS1.rvt | -
ppmd_templates_ORGS1.rvt | ORGS1 - MEDICAL GAS DESIGN | FALSE | PA | MedGas_PA | TRUE | 55793ba6-1647-428e-86f6-5ce4153c7f2e | GxOEt3Xja7mCZlqf8zhfIUwq4crLTs4IG6MZBE4HKbI= | C:\Temp\vw\test data\ppmd_templates_ORGS1.rvt | -
ppmd_templates_ORGS1.rvt | ORGS1 - MEDICAL GAS DESIGN | FALSE | MV | MedGas_MV | TRUE | 0a0bec6d-9172-4a2c-9fb3-7616a08f677a | GxOEt3Xja7mCZlqf8zhfIUwq4crLTs4IG6MZBE4HKbI= | C:\Temp\vw\test data\ppmd_templates_ORGS1.rvt | 12
ppmd_templates_ORGS1.rvt | ORGS1 - MEDICAL GAS DESIGN | FALSE | DHV | MedGas_DHV | TRUE | 79779898-9917-494b-a027-0013b44e14f1 | GxOEt3Xja7mCZlqf8zhfIUwq4crLTs4IG6MZBE4HKbI= | C:\Temp\vw\test data\ppmd_templates_ORGS1.rvt | -
ppmd_templates_ORGS1.rvt | ORGS1 - MEDICAL GAS DESIGN | FALSE | DLV | MedGas_DLV | TRUE | bcdcef93-2e56-440a-a8f7-e9973eadba59 | GxOEt3Xja7mCZlqf8zhfIUwq4crLTs4IG6MZBE4HKbI= | C:\Temp\vw\test data\ppmd_templates_ORGS1.rvt | -
ppmd_templates_ORGS1.rvt | ORGS1 - MEDICAL GAS DESIGN | FALSE | LDE | MedGas_LDE | TRUE | cc6496eb-fa04-4455-81d4-1dfb1e6aaa52 | GxOEt3Xja7mCZlqf8zhfIUwq4crLTs4IG6MZBE4HKbI= | C:\Temp\vw\test data\ppmd_templates_ORGS1.rvt | -
ppmd_templates_ORGS1.rvt | ORGS1 - MEDICAL GAS DESIGN | FALSE | OX | MedGas_OX | TRUE | 59f6c2e0-639e-4476-adf0-a5c19b1199db | GxOEt3Xja7mCZlqf8zhfIUwq4crLTs4IG6MZBE4HKbI= | C:\Temp\vw\test data\ppmd_templates_ORGS1.rvt | 8
ppmd_templates_ORGS1.rvt | ORGS1 - MEDICAL GAS DESIGN | FALSE | NO | MedGas_NO | TRUE | 1f31b342-99ad-494b-90ce-f27b8fc04b75 | GxOEt3Xja7mCZlqf8zhfIUwq4crLTs4IG6MZBE4HKbI= | C:\Temp\vw\test data\ppmd_templates_ORGS1.rvt | 2
ppmd_templates_ORGS1.rvt | ORGS1 - MEDICAL GAS DESIGN | FALSE | NI | MedGas_NI | TRUE | ea24567d-1f4e-45f9-907f-a79ef8b323b1 | GxOEt3Xja7mCZlqf8zhfIUwq4crLTs4IG6MZBE4HKbI= | C:\Temp\vw\test data\ppmd_templates_ORGS1.rvt | 4
ppmd_templates_ORGS1.rvt | ORGS1 - MEDICAL GAS DESIGN | FALSE | WAGD | MedGas_WAGD | TRUE | 1aa3572e-5073-44b4-acb3-ff8739230b69 | GxOEt3Xja7mCZlqf8zhfIUwq4crLTs4IG6MZBE4HKbI= | C:\Temp\vw\test data\ppmd_templates_ORGS1.rvt | 2
ppmd_templates_ORGS1.rvt | ORGS1 - MEDICAL GAS DESIGN | FALSE | Notes1 | MedGas_Notes | TRUE | 69d1283f-21ef-46f3-9ebb-e36d00ef4da3 | GxOEt3Xja7mCZlqf8zhfIUwq4crLTs4IG6MZBE4HKbI= | C:\Temp\vw\test data\ppmd_templates_ORGS1.rvt | C
ppmd_templates_ORGS1.rvt | ORGS1 - MEDICAL GAS DESIGN | FALSE | Notes2 | MedGas_Notes2 | TRUE | 867f4341-094b-4cc7-b128-8c28392e09cd | GxOEt3Xja7mCZlqf8zhfIUwq4crLTs4IG6MZBE4HKbI= | C:\Temp\vw\test data\ppmd_templates_ORGS1.rvt | D
ppmd_templates_ORGS1.rvt | ORGS1 - STRUCTURAL DESIGN | FALSE | Structural Load¦psf | Str_FloorLoad_psf | TRUE | 654b90c9-d71e-4bcd-9f27-a1532becca95 | GxOEt3Xja7mCZlqf8zhfIUwq4crLTs4IG6MZBE4HKbI= | C:\Temp\vw\test data\ppmd_templates_ORGS1.rvt | 60
ppmd_templates_ORGS1.rvt | ORGS1 - STRUCTURAL DESIGN | FALSE | Structural Load¦kPA | Str_FloorLoad_kPA | FALSE |  | GxOEt3Xja7mCZlqf8zhfIUwq4crLTs4IG6MZBE4HKbI= | C:\Temp\vw\test data\ppmd_templates_ORGS1.rvt | 3
ppmd_templates_ORGS1.rvt | ORGS1 - STRUCTURAL DESIGN | FALSE | Notes | Str_Notes | TRUE | 509b36e6-cf53-4158-b357-61e3cedd6faa | GxOEt3Xja7mCZlqf8zhfIUwq4crLTs4IG6MZBE4HKbI= | C:\Temp\vw\test data\ppmd_templates_ORGS1.rvt
ppmd_templates_ORNS1.rvt | ORNS1 - DATA/ELECTRICAL SCHEDULE | FALSE | JSN | JSN | TRUE | 8632cd76-2ab9-457d-8db7-39197de446a2 | NUEZmGHfVqGYP0jATw26KmU6lBtStSWBBDnMGy1S7zQ= | C:\Temp\vw\test data\ppmd_templates_ORNS1.rvt
ppmd_templates_ORNS1.rvt | ORNS1 - DATA/ELECTRICAL SCHEDULE | FALSE | Nomenclature | Nomenclature | TRUE | f004b755-1952-4a21-a1c1-98f41ef6a86c | NUEZmGHfVqGYP0jATw26KmU6lBtStSWBBDnMGy1S7zQ= | C:\Temp\vw\test data\ppmd_templates_ORNS1.rvt
ppmd_templates_ORNS1.rvt | ORNS1 - DATA/ELECTRICAL SCHEDULE | FALSE | Qty | Count | FALSE |  | NUEZmGHfVqGYP0jATw26KmU6lBtStSWBBDnMGy1S7zQ= | C:\Temp\vw\test data\ppmd_templates_ORNS1.rvt
ppmd_templates_ORNS1.rvt | ORNS1 - DATA/ELECTRICAL SCHEDULE | FALSE | Logistics¦AR | CAT_Army | TRUE | fa0e0053-bcc4-42e8-881f-6a4690f994c9 | NUEZmGHfVqGYP0jATw26KmU6lBtStSWBBDnMGy1S7zQ= | C:\Temp\vw\test data\ppmd_templates_ORNS1.rvt
ppmd_templates_ORNS1.rvt | ORNS1 - DATA/ELECTRICAL SCHEDULE | FALSE | Logistics¦NA | CAT_Navy | TRUE | 183e77a6-b75d-41a5-8f81-f6abfee236ec | NUEZmGHfVqGYP0jATw26KmU6lBtStSWBBDnMGy1S7zQ= | C:\Temp\vw\test data\ppmd_templates_ORNS1.rvt
ppmd_templates_ORNS1.rvt | ORNS1 - DATA/ELECTRICAL SCHEDULE | FALSE | Logistics¦AF | CAT_AF | TRUE | 053816d3-2f83-4e72-9b30-0a25ff75573f | NUEZmGHfVqGYP0jATw26KmU6lBtStSWBBDnMGy1S7zQ= | C:\Temp\vw\test data\ppmd_templates_ORNS1.rvt
ppmd_templates_ORNS1.rvt | ORNS1 - DATA/ELECTRICAL SCHEDULE | FALSE | Logistics¦VA | CAT_VA | TRUE | abab06e0-bc20-4958-a9a7-acf73c376614 | NUEZmGHfVqGYP0jATw26KmU6lBtStSWBBDnMGy1S7zQ= | C:\Temp\vw\test data\ppmd_templates_ORNS1.rvt
ppmd_templates_ORNS1.rvt | ORNS1 - DOOR SCHEDULE | FALSE | Mark | Construction Type | FALSE |  | NUEZmGHfVqGYP0jATw26KmU6lBtStSWBBDnMGy1S7zQ= | C:\Temp\vw\test data\ppmd_templates_ORNS1.rvt | H¦I
ppmd_templates_ORNS1.rvt | ORNS1 - DOOR SCHEDULE | FALSE | Type | Family | FALSE |  | NUEZmGHfVqGYP0jATw26KmU6lBtStSWBBDnMGy1S7zQ= | C:\Temp\vw\test data\ppmd_templates_ORNS1.rvt | Single-Flush-Dbl Acting¦Double-Flush
ppmd_templates_ORNS1.rvt | ORNS1 - DOOR SCHEDULE | FALSE | Count | Count | FALSE |  | NUEZmGHfVqGYP0jATw26KmU6lBtStSWBBDnMGy1S7zQ= | C:\Temp\vw\test data\ppmd_templates_ORNS1.rvt | 2¦1
ppmd_templates_ORNS1.rvt | ORNS1 - DOOR SCHEDULE | FALSE | Height¦ft - in | Height | FALSE |  | NUEZmGHfVqGYP0jATw26KmU6lBtStSWBBDnMGy1S7zQ= | C:\Temp\vw\test data\ppmd_templates_ORNS1.rvt | 7' - 0"¦7' - 0"
ppmd_templates_ORNS1.rvt | ORNS1 - DOOR SCHEDULE | FALSE | Width¦ft - in | Width | FALSE |  | NUEZmGHfVqGYP0jATw26KmU6lBtStSWBBDnMGy1S7zQ= | C:\Temp\vw\test data\ppmd_templates_ORNS1.rvt | 4' - 0"¦6' - 0"
ppmd_templates_ORNS1.rvt | ORNS1 - DOOR SCHEDULE | FALSE | Notes | Type Comments | FALSE |  | NUEZmGHfVqGYP0jATw26KmU6lBtStSWBBDnMGy1S7zQ= | C:\Temp\vw\test data\ppmd_templates_ORNS1.rvt
ppmd_templates_ORNS1.rvt | ORNS1 - ELECTRICAL DESIGN | FALSE | Lighting¦LUX1 | Light_Level_LUX | TRUE | fc853981-f613-4f05-81bd-e48fb947424b | NUEZmGHfVqGYP0jATw26KmU6lBtStSWBBDnMGy1S7zQ= | C:\Temp\vw\test data\ppmd_templates_ORNS1.rvt | 2100
ppmd_templates_ORNS1.rvt | ORNS1 - ELECTRICAL DESIGN | FALSE | Lighting¦Footcandles1 | Light_Level_FC | FALSE |  | NUEZmGHfVqGYP0jATw26KmU6lBtStSWBBDnMGy1S7zQ= | C:\Temp\vw\test data\ppmd_templates_ORNS1.rvt | 195
ppmd_templates_ORNS1.rvt | ORNS1 - ELECTRICAL DESIGN | FALSE | Lighting¦LUX2 | Light_Level_LUX2 | TRUE | 172f1cff-58cc-41cd-b888-0e7a81d2bf40 | NUEZmGHfVqGYP0jATw26KmU6lBtStSWBBDnMGy1S7zQ= | C:\Temp\vw\test data\ppmd_templates_ORNS1.rvt
ppmd_templates_ORNS1.rvt | ORNS1 - ELECTRICAL DESIGN | FALSE | Lighting¦Footcandles2 | Light_Level_FC2 | FALSE |  | NUEZmGHfVqGYP0jATw26KmU6lBtStSWBBDnMGy1S7zQ= | C:\Temp\vw\test data\ppmd_templates_ORNS1.rvt
ppmd_templates_ORNS1.rvt | ORNS1 - ELECTRICAL DESIGN | FALSE | Lighting¦Notes | Light_Notes | TRUE | a36245ac-ea57-45c2-bac5-bed4d04a4f78 | NUEZmGHfVqGYP0jATw26KmU6lBtStSWBBDnMGy1S7zQ= | C:\Temp\vw\test data\ppmd_templates_ORNS1.rvt | D
ppmd_templates_ORNS1.rvt | ORNS1 - ELECTRICAL DESIGN | FALSE | Lighting¦Notes2 | Light_Notes2 | TRUE | 6d0b4891-ce4c-45f8-9560-387866098a10 | NUEZmGHfVqGYP0jATw26KmU6lBtStSWBBDnMGy1S7zQ= | C:\Temp\vw\test data\ppmd_templates_ORNS1.rvt | F
ppmd_templates_ORNS1.rvt | ORNS1 - ELECTRICAL DESIGN | FALSE | Essential Power¦% Power | ES_Power% | TRUE | 7cbfe71a-865f-4cf4-b400-c67e3939439b | NUEZmGHfVqGYP0jATw26KmU6lBtStSWBBDnMGy1S7zQ= | C:\Temp\vw\test data\ppmd_templates_ORNS1.rvt | RA
ppmd_templates_ORNS1.rvt | ORNS1 - ELECTRICAL DESIGN | FALSE | Essential Power¦% Light | ES_Light% | TRUE | af00a8bb-40cb-434a-a7e5-b4140f3c844f | NUEZmGHfVqGYP0jATw26KmU6lBtStSWBBDnMGy1S7zQ= | C:\Temp\vw\test data\ppmd_templates_ORNS1.rvt | LB
ppmd_templates_ORNS1.rvt | ORNS1 - ELECTRICAL DESIGN | FALSE | Essential Power¦Notes | ES_Notes | TRUE | 0c3ae867-1060-40b5-bb68-261d16a167a0 | NUEZmGHfVqGYP0jATw26KmU6lBtStSWBBDnMGy1S7zQ= | C:\Temp\vw\test data\ppmd_templates_ORNS1.rvt | -
ppmd_templates_ORNS1.rvt | ORNS1 - EQUIPMENT SCHEDULE 1 of 2 | TRUE | JSN | JSN | TRUE | 8632cd76-2ab9-457d-8db7-39197de446a2 | NUEZmGHfVqGYP0jATw26KmU6lBtStSWBBDnMGy1S7zQ= | C:\Temp\vw\test data\ppmd_templates_ORNS1.rvt | A1122¦A4015¦A5107¦A5108¦E0130¦E0963¦F0280¦F0355¦F2245¦F3050¦F3200¦M0512¦M0630¦M0750¦M0755¦M0765¦M1801¦M3070¦M3072¦M3073¦M3175¦M4250¦M4255¦M4266¦M4815¦M4816¦M5030¦M5512¦M7485¦M7490¦M7845¦M8495¦M8535¦M8551¦M8555¦M8606¦M8800
ppmd_templates_ORNS1.rvt | ORNS1 - EQUIPMENT SCHEDULE 1 of 2 | TRUE | Nomenclature | Nomenclature | TRUE | f004b755-1952-4a21-a1c1-98f41ef6a86c | NUEZmGHfVqGYP0jATw26KmU6lBtStSWBBDnMGy1S7zQ= | C:\Temp\vw\test data\ppmd_templates_ORNS1.rvt | Column, Equipment Arm, Ceiling Mounted, Surgery¦Clock, Elapsed Time, Electric¦Dispenser, Glove, Surgical/Examination, Wall Mntd¦Waste Disposal Unit, Sharps¦Workstation, Documentation, Operating, L-Shaped¦Cart, General Storage, Mobile¦Chair, Swivel, Low Back¦Footstool, Straight¦Camera, HD¦Whiteboard, Dry Erase¦Clock, Battery, 12" Diameter¦Television, HDTV, Large Screen, 60"¦Anesthesia Apparatus, 3 Gas¦Flowmeter, Air, Connect w/50 PSI Supply¦Flowmeter, Oxygen, Low Flow¦Regulator, Vacuum¦Computer, Microprocessing, w/Flat Panel Monitor¦Hamper, Linen, Mobile, w/Lid¦Frame, Infectious Waste Bag w/Lid¦Container, Biohazard Waste, Step-on, Fire Safe¦Electrosurgical Unit, Dual Output¦Pump, Syringe, Infusion¦Stand, IV, Adjustable¦Pump, Volumetric, Infusion, Multiple Line¦Hypo/Hyperthermia Unit, Automatic/Manual, Mobile¦Warming Unit, Patient, Automatic Manual, Air¦Stool, Surgeon, Revolving¦Laser, Smoke Evacuator¦Light, Surg, Ceiling Mtd, Dual, Equal Dia Heads¦Light, Surg, Ceiling Mtd, Dual, Unequal Dia Heads¦Monitor, Physiological, Bedside, 4 Channel¦Laryngoscope, Video Glidescope¦Microscope, Operating, Portable¦Light Source, Fiberoptic Headlamp¦Insufflator, Automatic Controls¦Endoscopy Cart, Fiberoptic, w/Video Accessories¦Cart, Anesthesia
ppmd_templates_ORNS1.rvt | ORNS1 - EQUIPMENT SCHEDULE 1 of 2 | TRUE | Qty | Count | FALSE |  | NUEZmGHfVqGYP0jATw26KmU6lBtStSWBBDnMGy1S7zQ= | C:\Temp\vw\test data\ppmd_templates_ORNS1.rvt | 2¦1¦2¦1¦1¦3¦1¦4¦1¦1¦1¦2¦1¦2¦2¦4¦1¦1¦1¦1¦2¦2¦2¦2¦1¦2¦2¦1¦1¦1¦1¦1¦1¦2¦1¦1¦1
ppmd_templates_ORNS1.rvt | ORNS1 - EQUIPMENT SCHEDULE 1 of 2 | TRUE | Logistics¦AR | CAT_Army | TRUE | fa0e0053-bcc4-42e8-881f-6a4690f994c9 | NUEZmGHfVqGYP0jATw26KmU6lBtStSWBBDnMGy1S7zQ= | C:\Temp\vw\test data\ppmd_templates_ORNS1.rvt | A¦A¦C¦C¦C¦C¦C¦C¦C¦A¦C¦C¦C¦C¦C¦C¦C¦C¦C¦C¦C¦C¦C¦C¦C¦C¦C¦C¦A¦A¦C¦C¦C¦C¦C¦C¦C
ppmd_templates_ORNS1.rvt | ORNS1 - EQUIPMENT SCHEDULE 1 of 2 | TRUE | Logistics¦NA | CAT_Navy | TRUE | 183e77a6-b75d-41a5-8f81-f6abfee236ec | NUEZmGHfVqGYP0jATw26KmU6lBtStSWBBDnMGy1S7zQ= | C:\Temp\vw\test data\ppmd_templates_ORNS1.rvt | A¦A¦C¦C¦C¦C¦C¦C¦C¦A¦C¦C¦C¦C¦C¦C¦C¦C¦C¦C¦C¦C¦C¦C¦C¦C¦C¦C¦A¦A¦C¦C¦C¦C¦C¦C¦C
ppmd_templates_ORNS1.rvt | ORNS1 - EQUIPMENT SCHEDULE 1 of 2 | TRUE | Logistics¦AF | CAT_AF | TRUE | 053816d3-2f83-4e72-9b30-0a25ff75573f | NUEZmGHfVqGYP0jATw26KmU6lBtStSWBBDnMGy1S7zQ= | C:\Temp\vw\test data\ppmd_templates_ORNS1.rvt | A¦A¦C¦C¦C¦C¦C¦C¦C¦A¦C¦C¦C¦C¦C¦C¦C¦C¦C¦C¦C¦C¦C¦C¦C¦C¦C¦C¦A¦A¦C¦C¦C¦C¦C¦C¦C
ppmd_templates_ORNS1.rvt | ORNS1 - EQUIPMENT SCHEDULE 1 of 2 | TRUE | Logistics¦VA | CAT_VA | TRUE | abab06e0-bc20-4958-a9a7-acf73c376614 | NUEZmGHfVqGYP0jATw26KmU6lBtStSWBBDnMGy1S7zQ= | C:\Temp\vw\test data\ppmd_templates_ORNS1.rvt | A¦A¦C¦C¦C¦C¦C¦C¦C¦A¦C¦C¦C¦C¦C¦C¦C¦C¦C¦C¦C¦C¦C¦C¦C¦C¦C¦C¦A¦A¦C¦C¦C¦C¦C¦C¦C
ppmd_templates_ORNS1.rvt | ORNS1 - EQUIPMENT SCHEDULE 1 of 2 | TRUE | Utilities¦1 | UTIL_1_WaterDrain | TRUE | 594b780e-c62e-473b-9f66-4d3db2fa1b7f | NUEZmGHfVqGYP0jATw26KmU6lBtStSWBBDnMGy1S7zQ= | C:\Temp\vw\test data\ppmd_templates_ORNS1.rvt | -¦-¦-¦-¦-¦-¦-¦-¦-¦-¦-¦-¦-¦-¦-¦-¦-¦-¦-¦-¦-¦-¦-¦-¦-¦-¦-¦-¦-¦-¦-¦-¦-¦-¦-¦-¦-
ppmd_templates_ORNS1.rvt | ORNS1 - EQUIPMENT SCHEDULE 1 of 2 | TRUE | Utilities¦2 | UTIL_2_Elec | TRUE | 28082216-138e-4a2f-9824-e96dbd7e3cd0 | NUEZmGHfVqGYP0jATw26KmU6lBtStSWBBDnMGy1S7zQ= | C:\Temp\vw\test data\ppmd_templates_ORNS1.rvt | F¦A¦-¦-¦-¦-¦-¦-¦-¦-¦-¦A¦A¦-¦-¦-¦A¦-¦-¦-¦A¦A¦-¦A¦A¦A¦-¦A¦F¦F¦A¦-¦A¦A¦A¦A¦-
ppmd_templates_ORNS1.rvt | ORNS1 - EQUIPMENT SCHEDULE 1 of 2 | TRUE | Utilities¦3 | UTIL_3_MedGas | TRUE | 22af1ef2-54f0-4b6e-b40a-7064dfb8769c | NUEZmGHfVqGYP0jATw26KmU6lBtStSWBBDnMGy1S7zQ= | C:\Temp\vw\test data\ppmd_templates_ORNS1.rvt | G¦-¦-¦-¦-¦-¦-¦-¦-¦-¦-¦-¦G¦K¦A¦B¦-¦-¦-¦-¦-¦-¦-¦-¦-¦-¦-¦-¦-¦-¦-¦-¦-¦-¦-¦-¦-
ppmd_templates_ORNS1.rvt | ORNS1 - EQUIPMENT SCHEDULE 1 of 2 | TRUE | Utilities¦4 | UTIL_4_MiscGas | TRUE | 745b8c3e-fd4a-4430-994a-d25826e1e484 | NUEZmGHfVqGYP0jATw26KmU6lBtStSWBBDnMGy1S7zQ= | C:\Temp\vw\test data\ppmd_templates_ORNS1.rvt | -¦-¦-¦-¦-¦-¦-¦-¦-¦-¦-¦-¦C¦-¦-¦-¦-¦-¦-¦-¦-¦-¦-¦-¦-¦-¦-¦-¦-¦-¦-¦-¦-¦-¦E¦E¦-
ppmd_templates_ORNS1.rvt | ORNS1 - EQUIPMENT SCHEDULE 1 of 2 | TRUE | Utilities¦5 | UTIL_5_NonMedGas | TRUE | 323edf97-d058-44ef-a0fb-1836c80554d8 | NUEZmGHfVqGYP0jATw26KmU6lBtStSWBBDnMGy1S7zQ= | C:\Temp\vw\test data\ppmd_templates_ORNS1.rvt | -¦-¦-¦-¦-¦-¦-¦-¦-¦-¦-¦-¦-¦-¦-¦-¦-¦-¦-¦-¦-¦-¦-¦-¦-¦-¦-¦-¦-¦-¦-¦-¦-¦-¦-¦-¦-
ppmd_templates_ORNS1.rvt | ORNS1 - EQUIPMENT SCHEDULE 1 of 2 | TRUE | Utilities¦6 | UTIL_6_Misc | TRUE | 38083e2d-8ba3-4868-9752-742b7a4a9586 | NUEZmGHfVqGYP0jATw26KmU6lBtStSWBBDnMGy1S7zQ= | C:\Temp\vw\test data\ppmd_templates_ORNS1.rvt | -¦D¦-¦-¦-¦-¦-¦-¦-¦-¦-¦-¦-¦-¦-¦-¦-¦-¦-¦-¦-¦-¦-¦-¦-¦-¦-¦-¦-¦-¦D¦-¦-¦-¦-¦-¦-
ppmd_templates_ORNS1.rvt | ORNS1 - EQUIPMENT SCHEDULE 2 of 2 | TRUE | JSN | JSN | TRUE | 8632cd76-2ab9-457d-8db7-39197de446a2 | NUEZmGHfVqGYP0jATw26KmU6lBtStSWBBDnMGy1S7zQ= | C:\Temp\vw\test data\ppmd_templates_ORNS1.rvt | M8810¦M8825¦M8830¦M8900¦M8905¦M8910¦M8920¦M8925¦M8940¦M8970¦M9115¦TB010¦TB015¦TB018¦X3150¦X3930¦X4122¦X4200
ppmd_templates_ORNS1.rvt | ORNS1 - EQUIPMENT SCHEDULE 2 of 2 | TRUE | Nomenclature | Nomenclature | TRUE | f004b755-1952-4a21-a1c1-98f41ef6a86c | NUEZmGHfVqGYP0jATw26KmU6lBtStSWBBDnMGy1S7zQ= | C:\Temp\vw\test data\ppmd_templates_ORNS1.rvt | Stand, Mayo¦Table, Instrument/Dressing, CRS, approx. 36x20x34¦Table, Instrument/Dressing, Mobile¦Carriage, Pail, CRS, Without Pail¦Pail, Utility, CRS, Without Carriage¦Cart, Surgical Case¦Stand, Basin, CRS, Mobile, Double¦Stand, Basin, CRS, Mobile, Single¦Stool, Anesthesia, With Back¦Warmer, Blood, High Volume¦Table, Operating, Spinal¦CUSA¦Sequential Compression Device Pump¦Backtable¦Rack, Apron/Gloves, Wall Mounted¦Illuminator, Film, Double, Wall Mounted¦Console, PACS, Remote View, 2k X 2k, 2 Monitors¦Stereotactic Surgical System
ppmd_templates_ORNS1.rvt | ORNS1 - EQUIPMENT SCHEDULE 2 of 2 | TRUE | Qty | Count | FALSE |  | NUEZmGHfVqGYP0jATw26KmU6lBtStSWBBDnMGy1S7zQ= | C:\Temp\vw\test data\ppmd_templates_ORNS1.rvt | 3¦2¦2¦4¦4¦2¦2¦1¦1¦1¦1¦1¦1¦2¦2¦1¦1¦1
ppmd_templates_ORNS1.rvt | ORNS1 - EQUIPMENT SCHEDULE 2 of 2 | TRUE | Logistics¦AR | CAT_Army | TRUE | fa0e0053-bcc4-42e8-881f-6a4690f994c9 | NUEZmGHfVqGYP0jATw26KmU6lBtStSWBBDnMGy1S7zQ= | C:\Temp\vw\test data\ppmd_templates_ORNS1.rvt | C¦C¦C¦C¦C¦C¦C¦C¦C¦C¦C¦C¦C¦C¦A¦C¦F¦C
ppmd_templates_ORNS1.rvt | ORNS1 - EQUIPMENT SCHEDULE 2 of 2 | TRUE | Logistics¦NA | CAT_Navy | TRUE | 183e77a6-b75d-41a5-8f81-f6abfee236ec | NUEZmGHfVqGYP0jATw26KmU6lBtStSWBBDnMGy1S7zQ= | C:\Temp\vw\test data\ppmd_templates_ORNS1.rvt | C¦C¦C¦C¦C¦C¦C¦C¦C¦C¦C¦C¦C¦C¦A¦C¦F¦C
ppmd_templates_ORNS1.rvt | ORNS1 - EQUIPMENT SCHEDULE 2 of 2 | TRUE | Logistics¦AF | CAT_AF | TRUE | 053816d3-2f83-4e72-9b30-0a25ff75573f | NUEZmGHfVqGYP0jATw26KmU6lBtStSWBBDnMGy1S7zQ= | C:\Temp\vw\test data\ppmd_templates_ORNS1.rvt | C¦C¦C¦C¦C¦C¦C¦C¦C¦C¦C¦C¦C¦C¦A¦C¦F¦C
ppmd_templates_ORNS1.rvt | ORNS1 - EQUIPMENT SCHEDULE 2 of 2 | TRUE | Logistics¦VA | CAT_VA | TRUE | abab06e0-bc20-4958-a9a7-acf73c376614 | NUEZmGHfVqGYP0jATw26KmU6lBtStSWBBDnMGy1S7zQ= | C:\Temp\vw\test data\ppmd_templates_ORNS1.rvt | C¦C¦C¦C¦C¦C¦C¦C¦C¦C¦C¦C¦C¦C¦A¦C¦F¦-
ppmd_templates_ORNS1.rvt | ORNS1 - EQUIPMENT SCHEDULE 2 of 2 | TRUE | Utilities¦1 | UTIL_1_WaterDrain | TRUE | 594b780e-c62e-473b-9f66-4d3db2fa1b7f | NUEZmGHfVqGYP0jATw26KmU6lBtStSWBBDnMGy1S7zQ= | C:\Temp\vw\test data\ppmd_templates_ORNS1.rvt | -¦-¦-¦-¦-¦-¦-¦-¦-¦-¦-¦-¦-¦-¦-¦-¦-¦-
ppmd_templates_ORNS1.rvt | ORNS1 - EQUIPMENT SCHEDULE 2 of 2 | TRUE | Utilities¦2 | UTIL_2_Elec | TRUE | 28082216-138e-4a2f-9824-e96dbd7e3cd0 | NUEZmGHfVqGYP0jATw26KmU6lBtStSWBBDnMGy1S7zQ= | C:\Temp\vw\test data\ppmd_templates_ORNS1.rvt | -¦-¦-¦-¦-¦-¦-¦-¦-¦B¦A¦-¦-¦-¦-¦A¦A¦B
ppmd_templates_ORNS1.rvt | ORNS1 - EQUIPMENT SCHEDULE 2 of 2 | TRUE | Utilities¦3 | UTIL_3_MedGas | TRUE | 22af1ef2-54f0-4b6e-b40a-7064dfb8769c | NUEZmGHfVqGYP0jATw26KmU6lBtStSWBBDnMGy1S7zQ= | C:\Temp\vw\test data\ppmd_templates_ORNS1.rvt | -¦-¦-¦-¦-¦-¦-¦-¦-¦-¦-¦-¦-¦-¦-¦-¦-¦-
ppmd_templates_ORNS1.rvt | ORNS1 - EQUIPMENT SCHEDULE 2 of 2 | TRUE | Utilities¦4 | UTIL_4_MiscGas | TRUE | 745b8c3e-fd4a-4430-994a-d25826e1e484 | NUEZmGHfVqGYP0jATw26KmU6lBtStSWBBDnMGy1S7zQ= | C:\Temp\vw\test data\ppmd_templates_ORNS1.rvt | -¦-¦-¦-¦-¦-¦-¦-¦-¦-¦-¦-¦-¦-¦-¦-¦-¦-
ppmd_templates_ORNS1.rvt | ORNS1 - EQUIPMENT SCHEDULE 2 of 2 | TRUE | Utilities¦5 | UTIL_5_NonMedGas | TRUE | 323edf97-d058-44ef-a0fb-1836c80554d8 | NUEZmGHfVqGYP0jATw26KmU6lBtStSWBBDnMGy1S7zQ= | C:\Temp\vw\test data\ppmd_templates_ORNS1.rvt | -¦-¦-¦-¦-¦-¦-¦-¦-¦-¦-¦-¦-¦-¦-¦-¦-¦-
ppmd_templates_ORNS1.rvt | ORNS1 - EQUIPMENT SCHEDULE 2 of 2 | TRUE | Utilities¦6 | UTIL_6_Misc | TRUE | 38083e2d-8ba3-4868-9752-742b7a4a9586 | NUEZmGHfVqGYP0jATw26KmU6lBtStSWBBDnMGy1S7zQ= | C:\Temp\vw\test data\ppmd_templates_ORNS1.rvt | -¦-¦-¦-¦-¦-¦-¦-¦-¦-¦-¦-¦-¦-¦-¦-¦-¦-
ppmd_templates_ORNS1.rvt | ORNS1 - INTERIOR DESIGN | FALSE | Floor Finish¦Preferred | Floor Finish | FALSE |  | NUEZmGHfVqGYP0jATw26KmU6lBtStSWBBDnMGy1S7zQ= | C:\Temp\vw\test data\ppmd_templates_ORNS1.rvt | ET
ppmd_templates_ORNS1.rvt | ORNS1 - INTERIOR DESIGN | FALSE | Floor Finish¦Alternate | Floor Finish2 | TRUE | 4030719d-a272-441a-8bfa-d5eb510a1687 | NUEZmGHfVqGYP0jATw26KmU6lBtStSWBBDnMGy1S7zQ= | C:\Temp\vw\test data\ppmd_templates_ORNS1.rvt | SV
ppmd_templates_ORNS1.rvt | ORNS1 - INTERIOR DESIGN | FALSE | Wall Finish¦Preferred | Wall Finish | FALSE |  | NUEZmGHfVqGYP0jATw26KmU6lBtStSWBBDnMGy1S7zQ= | C:\Temp\vw\test data\ppmd_templates_ORNS1.rvt | GCT
ppmd_templates_ORNS1.rvt | ORNS1 - INTERIOR DESIGN | FALSE | Wall Finish¦Alternate | Wall Finish2 | TRUE | 5a49d499-57b3-4e1f-afc0-4c041c862be1 | NUEZmGHfVqGYP0jATw26KmU6lBtStSWBBDnMGy1S7zQ= | C:\Temp\vw\test data\ppmd_templates_ORNS1.rvt | SSP
ppmd_templates_ORNS1.rvt | ORNS1 - INTERIOR DESIGN | FALSE | Ceiling Finish¦Preferred | Ceiling Finish | FALSE |  | NUEZmGHfVqGYP0jATw26KmU6lBtStSWBBDnMGy1S7zQ= | C:\Temp\vw\test data\ppmd_templates_ORNS1.rvt | GLG
ppmd_templates_ORNS1.rvt | ORNS1 - INTERIOR DESIGN | FALSE | Ceiling Finish¦Alternate | Ceiling Finish2 | TRUE | acb31fd1-378b-4329-97b0-400ae39b5bc4 | NUEZmGHfVqGYP0jATw26KmU6lBtStSWBBDnMGy1S7zQ= | C:\Temp\vw\test data\ppmd_templates_ORNS1.rvt | -
ppmd_templates_ORNS1.rvt | ORNS1 - INTERIOR DESIGN | FALSE | Room Height¦ft - in | Ceiling_Hgt_IP | TRUE | 9f14ca4f-2465-4385-a17c-7aa549f64c09 | NUEZmGHfVqGYP0jATw26KmU6lBtStSWBBDnMGy1S7zQ= | C:\Temp\vw\test data\ppmd_templates_ORNS1.rvt | 10' - 0"
ppmd_templates_ORNS1.rvt | ORNS1 - INTERIOR DESIGN | FALSE | Room Noise¦Min NC | Noise_NC_MIN | TRUE | 8c49df6c-7d6b-49fd-9459-f57d0921d704 | NUEZmGHfVqGYP0jATw26KmU6lBtStSWBBDnMGy1S7zQ= | C:\Temp\vw\test data\ppmd_templates_ORNS1.rvt | 30
ppmd_templates_ORNS1.rvt | ORNS1 - INTERIOR DESIGN | FALSE | Room Noise¦Max NC | Noise_NC_MAX | TRUE | 629b571a-1c14-443c-b8e8-1130b5edb513 | NUEZmGHfVqGYP0jATw26KmU6lBtStSWBBDnMGy1S7zQ= | C:\Temp\vw\test data\ppmd_templates_ORNS1.rvt | 35
ppmd_templates_ORNS1.rvt | ORNS1 - INTERIOR DESIGN | FALSE | Room Noise¦SC | Noise_SC | TRUE | 44bf9cd1-070a-432c-87d9-26a3211cfe07 | NUEZmGHfVqGYP0jATw26KmU6lBtStSWBBDnMGy1S7zQ= | C:\Temp\vw\test data\ppmd_templates_ORNS1.rvt | 45
ppmd_templates_ORNS1.rvt | ORNS1 - MECHANICAL DESIGN | FALSE | Air Balance | Air_Balance | TRUE | 587b3cf9-4450-4d95-b8ef-0e93665dbd91 | NUEZmGHfVqGYP0jATw26KmU6lBtStSWBBDnMGy1S7zQ= | C:\Temp\vw\test data\ppmd_templates_ORNS1.rvt | ++
ppmd_templates_ORNS1.rvt | ORNS1 - MECHANICAL DESIGN | FALSE | Air Changes Total | Air_Changes_Total | TRUE | 3988d7f3-0f28-4410-866c-5bc65e1d842a | NUEZmGHfVqGYP0jATw26KmU6lBtStSWBBDnMGy1S7zQ= | C:\Temp\vw\test data\ppmd_templates_ORNS1.rvt | 25
ppmd_templates_ORNS1.rvt | ORNS1 - MECHANICAL DESIGN | FALSE | Air Changes OA | Air_Changes_OA | TRUE | b7af949f-3b64-4f85-9391-d9f17dcaad1e | NUEZmGHfVqGYP0jATw26KmU6lBtStSWBBDnMGy1S7zQ= | C:\Temp\vw\test data\ppmd_templates_ORNS1.rvt | 5
ppmd_templates_ORNS1.rvt | ORNS1 - MECHANICAL DESIGN | FALSE | 100% Exhaust Air | Exhaust_Air_100% | TRUE | 62b97784-583b-47d5-90a3-a90bbb961b6e | NUEZmGHfVqGYP0jATw26KmU6lBtStSWBBDnMGy1S7zQ= | C:\Temp\vw\test data\ppmd_templates_ORNS1.rvt | -
ppmd_templates_ORNS1.rvt | ORNS1 - MECHANICAL DESIGN | FALSE | Summer Temp¦F | Temp_Summer_F | TRUE | 1cbf6964-bd0f-4852-b367-ef4828e2e2cc | NUEZmGHfVqGYP0jATw26KmU6lBtStSWBBDnMGy1S7zQ= | C:\Temp\vw\test data\ppmd_templates_ORNS1.rvt
ppmd_templates_ORNS1.rvt | ORNS1 - MECHANICAL DESIGN | FALSE | Summer Temp¦C | Temp_Summer_C | FALSE |  | NUEZmGHfVqGYP0jATw26KmU6lBtStSWBBDnMGy1S7zQ= | C:\Temp\vw\test data\ppmd_templates_ORNS1.rvt
ppmd_templates_ORNS1.rvt | ORNS1 - MECHANICAL DESIGN | FALSE | Summer Temp¦Note | Temp_Summer_Note | TRUE | 6248fa3c-bb43-4e1c-91bb-60e102e573b7 | NUEZmGHfVqGYP0jATw26KmU6lBtStSWBBDnMGy1S7zQ= | C:\Temp\vw\test data\ppmd_templates_ORNS1.rvt | R
ppmd_templates_ORNS1.rvt | ORNS1 - MECHANICAL DESIGN | FALSE | Winter Temp¦F | Temp_Winter_F | TRUE | b4f9888f-41ad-47ef-a6af-145b3de732c9 | NUEZmGHfVqGYP0jATw26KmU6lBtStSWBBDnMGy1S7zQ= | C:\Temp\vw\test data\ppmd_templates_ORNS1.rvt | 73
ppmd_templates_ORNS1.rvt | ORNS1 - MECHANICAL DESIGN | FALSE | Winter Temp¦C | Temp_Winter_C | FALSE |  | NUEZmGHfVqGYP0jATw26KmU6lBtStSWBBDnMGy1S7zQ= | C:\Temp\vw\test data\ppmd_templates_ORNS1.rvt | 23
ppmd_templates_ORNS1.rvt | ORNS1 - MECHANICAL DESIGN | FALSE | Winter Temp¦Note | Temp_Winter_Note | TRUE | aacd83fc-f530-464e-b089-01667d3c52cd | NUEZmGHfVqGYP0jATw26KmU6lBtStSWBBDnMGy1S7zQ= | C:\Temp\vw\test data\ppmd_templates_ORNS1.rvt | R
ppmd_templates_ORNS1.rvt | ORNS1 - MECHANICAL DESIGN | FALSE | Max Relative Humidity | Relative_Humidity | TRUE | 36ead6c1-4384-4a65-8654-06a60aef94cb | NUEZmGHfVqGYP0jATw26KmU6lBtStSWBBDnMGy1S7zQ= | C:\Temp\vw\test data\ppmd_templates_ORNS1.rvt | Y
ppmd_templates_ORNS1.rvt | ORNS1 - MECHANICAL DESIGN | FALSE | Filtration¦Interm % | Filtration_Inter_% | TRUE | 4f03ad65-f905-419e-a0cf-8f58fe921fbc | NUEZmGHfVqGYP0jATw26KmU6lBtStSWBBDnMGy1S7zQ= | C:\Temp\vw\test data\ppmd_templates_ORNS1.rvt | 14
ppmd_templates_ORNS1.rvt | ORNS1 - MECHANICAL DESIGN | FALSE | Filtration¦Final % | Filtration_Final_% | TRUE | cc736e5f-46f5-476a-8d0a-ceb32d8d4e5a | NUEZmGHfVqGYP0jATw26KmU6lBtStSWBBDnMGy1S7zQ= | C:\Temp\vw\test data\ppmd_templates_ORNS1.rvt | 17
ppmd_templates_ORNS1.rvt | ORNS1 - MECHANICAL DESIGN | FALSE | Notes | Mech_Notes | TRUE | a32df790-0ab9-4c4a-b19c-511c2eef6d56 | NUEZmGHfVqGYP0jATw26KmU6lBtStSWBBDnMGy1S7zQ= | C:\Temp\vw\test data\ppmd_templates_ORNS1.rvt | C
ppmd_templates_ORNS1.rvt | ORNS1 - MEDICAL GAS DESIGN | FALSE | MCA | MedGas_MCA | TRUE | 3b23ea7f-b9f1-4749-8a2b-eb6a4fab4cdc | NUEZmGHfVqGYP0jATw26KmU6lBtStSWBBDnMGy1S7zQ= | C:\Temp\vw\test data\ppmd_templates_ORNS1.rvt | 6
ppmd_templates_ORNS1.rvt | ORNS1 - MEDICAL GAS DESIGN | FALSE | DCA | MedGas_DCA | TRUE | 20dc9c73-7465-4e8a-8300-4a8b5a46a91c | NUEZmGHfVqGYP0jATw26KmU6lBtStSWBBDnMGy1S7zQ= | C:\Temp\vw\test data\ppmd_templates_ORNS1.rvt | -
ppmd_templates_ORNS1.rvt | ORNS1 - MEDICAL GAS DESIGN | FALSE | LA | MedGas_LA | TRUE | 99801083-d820-4c5f-ad07-ab168e1bbda0 | NUEZmGHfVqGYP0jATw26KmU6lBtStSWBBDnMGy1S7zQ= | C:\Temp\vw\test data\ppmd_templates_ORNS1.rvt | -
ppmd_templates_ORNS1.rvt | ORNS1 - MEDICAL GAS DESIGN | FALSE | PA | MedGas_PA | TRUE | 55793ba6-1647-428e-86f6-5ce4153c7f2e | NUEZmGHfVqGYP0jATw26KmU6lBtStSWBBDnMGy1S7zQ= | C:\Temp\vw\test data\ppmd_templates_ORNS1.rvt | -
ppmd_templates_ORNS1.rvt | ORNS1 - MEDICAL GAS DESIGN | FALSE | MV | MedGas_MV | TRUE | 0a0bec6d-9172-4a2c-9fb3-7616a08f677a | NUEZmGHfVqGYP0jATw26KmU6lBtStSWBBDnMGy1S7zQ= | C:\Temp\vw\test data\ppmd_templates_ORNS1.rvt | 12
ppmd_templates_ORNS1.rvt | ORNS1 - MEDICAL GAS DESIGN | FALSE | DHV | MedGas_DHV | TRUE | 79779898-9917-494b-a027-0013b44e14f1 | NUEZmGHfVqGYP0jATw26KmU6lBtStSWBBDnMGy1S7zQ= | C:\Temp\vw\test data\ppmd_templates_ORNS1.rvt | -
ppmd_templates_ORNS1.rvt | ORNS1 - MEDICAL GAS DESIGN | FALSE | DLV | MedGas_DLV | TRUE | bcdcef93-2e56-440a-a8f7-e9973eadba59 | NUEZmGHfVqGYP0jATw26KmU6lBtStSWBBDnMGy1S7zQ= | C:\Temp\vw\test data\ppmd_templates_ORNS1.rvt | -
ppmd_templates_ORNS1.rvt | ORNS1 - MEDICAL GAS DESIGN | FALSE | LDE | MedGas_LDE | TRUE | cc6496eb-fa04-4455-81d4-1dfb1e6aaa52 | NUEZmGHfVqGYP0jATw26KmU6lBtStSWBBDnMGy1S7zQ= | C:\Temp\vw\test data\ppmd_templates_ORNS1.rvt | -
ppmd_templates_ORNS1.rvt | ORNS1 - MEDICAL GAS DESIGN | FALSE | OX | MedGas_OX | TRUE | 59f6c2e0-639e-4476-adf0-a5c19b1199db | NUEZmGHfVqGYP0jATw26KmU6lBtStSWBBDnMGy1S7zQ= | C:\Temp\vw\test data\ppmd_templates_ORNS1.rvt | 8
ppmd_templates_ORNS1.rvt | ORNS1 - MEDICAL GAS DESIGN | FALSE | NO | MedGas_NO | TRUE | 1f31b342-99ad-494b-90ce-f27b8fc04b75 | NUEZmGHfVqGYP0jATw26KmU6lBtStSWBBDnMGy1S7zQ= | C:\Temp\vw\test data\ppmd_templates_ORNS1.rvt | 2
ppmd_templates_ORNS1.rvt | ORNS1 - MEDICAL GAS DESIGN | FALSE | NI | MedGas_NI | TRUE | ea24567d-1f4e-45f9-907f-a79ef8b323b1 | NUEZmGHfVqGYP0jATw26KmU6lBtStSWBBDnMGy1S7zQ= | C:\Temp\vw\test data\ppmd_templates_ORNS1.rvt | 4
ppmd_templates_ORNS1.rvt | ORNS1 - MEDICAL GAS DESIGN | FALSE | WAGD | MedGas_WAGD | TRUE | 1aa3572e-5073-44b4-acb3-ff8739230b69 | NUEZmGHfVqGYP0jATw26KmU6lBtStSWBBDnMGy1S7zQ= | C:\Temp\vw\test data\ppmd_templates_ORNS1.rvt | 2
ppmd_templates_ORNS1.rvt | ORNS1 - MEDICAL GAS DESIGN | FALSE | Notes1 | MedGas_Notes | TRUE | 69d1283f-21ef-46f3-9ebb-e36d00ef4da3 | NUEZmGHfVqGYP0jATw26KmU6lBtStSWBBDnMGy1S7zQ= | C:\Temp\vw\test data\ppmd_templates_ORNS1.rvt | C
ppmd_templates_ORNS1.rvt | ORNS1 - MEDICAL GAS DESIGN | FALSE | Notes2 | MedGas_Notes2 | TRUE | 867f4341-094b-4cc7-b128-8c28392e09cd | NUEZmGHfVqGYP0jATw26KmU6lBtStSWBBDnMGy1S7zQ= | C:\Temp\vw\test data\ppmd_templates_ORNS1.rvt | D
ppmd_templates_ORNS1.rvt | ORNS1 - STRUCTURAL DESIGN | FALSE | Structural Load¦psf | Str_FloorLoad_psf | TRUE | 654b90c9-d71e-4bcd-9f27-a1532becca95 | NUEZmGHfVqGYP0jATw26KmU6lBtStSWBBDnMGy1S7zQ= | C:\Temp\vw\test data\ppmd_templates_ORNS1.rvt | 60
ppmd_templates_ORNS1.rvt | ORNS1 - STRUCTURAL DESIGN | FALSE | Structural Load¦kPA | Str_FloorLoad_kPA | FALSE |  | NUEZmGHfVqGYP0jATw26KmU6lBtStSWBBDnMGy1S7zQ= | C:\Temp\vw\test data\ppmd_templates_ORNS1.rvt | 3
ppmd_templates_ORNS1.rvt | ORNS1 - STRUCTURAL DESIGN | FALSE | Notes | Str_Notes | TRUE | 509b36e6-cf53-4158-b357-61e3cedd6faa | NUEZmGHfVqGYP0jATw26KmU6lBtStSWBBDnMGy1S7zQ= | C:\Temp\vw\test data\ppmd_templates_ORNS1.rvt
ppmd_templates_ORSR1.rvt | OPPS1 - MEDICAL GAS DESIGN | FALSE | MCA | MedGas_MCA | TRUE | 3b23ea7f-b9f1-4749-8a2b-eb6a4fab4cdc | H5gFJuIzQlOqwLHNmImBVRsBaaJrH0IH2U3Y9pniOXE= | C:\Temp\vw\test data\ppmd_templates_ORSR1.rvt | -
ppmd_templates_ORSR1.rvt | OPPS1 - MEDICAL GAS DESIGN | FALSE | DCA | MedGas_DCA | TRUE | 20dc9c73-7465-4e8a-8300-4a8b5a46a91c | H5gFJuIzQlOqwLHNmImBVRsBaaJrH0IH2U3Y9pniOXE= | C:\Temp\vw\test data\ppmd_templates_ORSR1.rvt | -
ppmd_templates_ORSR1.rvt | OPPS1 - MEDICAL GAS DESIGN | FALSE | LA | MedGas_LA | TRUE | 99801083-d820-4c5f-ad07-ab168e1bbda0 | H5gFJuIzQlOqwLHNmImBVRsBaaJrH0IH2U3Y9pniOXE= | C:\Temp\vw\test data\ppmd_templates_ORSR1.rvt | -
ppmd_templates_ORSR1.rvt | OPPS1 - MEDICAL GAS DESIGN | FALSE | PA | MedGas_PA | TRUE | 55793ba6-1647-428e-86f6-5ce4153c7f2e | H5gFJuIzQlOqwLHNmImBVRsBaaJrH0IH2U3Y9pniOXE= | C:\Temp\vw\test data\ppmd_templates_ORSR1.rvt | -
ppmd_templates_ORSR1.rvt | OPPS1 - MEDICAL GAS DESIGN | FALSE | MV | MedGas_MV | TRUE | 0a0bec6d-9172-4a2c-9fb3-7616a08f677a | H5gFJuIzQlOqwLHNmImBVRsBaaJrH0IH2U3Y9pniOXE= | C:\Temp\vw\test data\ppmd_templates_ORSR1.rvt | -
ppmd_templates_ORSR1.rvt | OPPS1 - MEDICAL GAS DESIGN | FALSE | DHV | MedGas_DHV | TRUE | 79779898-9917-494b-a027-0013b44e14f1 | H5gFJuIzQlOqwLHNmImBVRsBaaJrH0IH2U3Y9pniOXE= | C:\Temp\vw\test data\ppmd_templates_ORSR1.rvt | -
ppmd_templates_ORSR1.rvt | OPPS1 - MEDICAL GAS DESIGN | FALSE | DLV | MedGas_DLV | TRUE | bcdcef93-2e56-440a-a8f7-e9973eadba59 | H5gFJuIzQlOqwLHNmImBVRsBaaJrH0IH2U3Y9pniOXE= | C:\Temp\vw\test data\ppmd_templates_ORSR1.rvt | -
ppmd_templates_ORSR1.rvt | OPPS1 - MEDICAL GAS DESIGN | FALSE | LDE | MedGas_LDE | TRUE | cc6496eb-fa04-4455-81d4-1dfb1e6aaa52 | H5gFJuIzQlOqwLHNmImBVRsBaaJrH0IH2U3Y9pniOXE= | C:\Temp\vw\test data\ppmd_templates_ORSR1.rvt | -
ppmd_templates_ORSR1.rvt | OPPS1 - MEDICAL GAS DESIGN | FALSE | OX | MedGas_OX | TRUE | 59f6c2e0-639e-4476-adf0-a5c19b1199db | H5gFJuIzQlOqwLHNmImBVRsBaaJrH0IH2U3Y9pniOXE= | C:\Temp\vw\test data\ppmd_templates_ORSR1.rvt | -
ppmd_templates_ORSR1.rvt | OPPS1 - MEDICAL GAS DESIGN | FALSE | NO | MedGas_NO | TRUE | 1f31b342-99ad-494b-90ce-f27b8fc04b75 | H5gFJuIzQlOqwLHNmImBVRsBaaJrH0IH2U3Y9pniOXE= | C:\Temp\vw\test data\ppmd_templates_ORSR1.rvt | -
ppmd_templates_ORSR1.rvt | OPPS1 - MEDICAL GAS DESIGN | FALSE | NI | MedGas_NI | TRUE | ea24567d-1f4e-45f9-907f-a79ef8b323b1 | H5gFJuIzQlOqwLHNmImBVRsBaaJrH0IH2U3Y9pniOXE= | C:\Temp\vw\test data\ppmd_templates_ORSR1.rvt | -
ppmd_templates_ORSR1.rvt | OPPS1 - MEDICAL GAS DESIGN | FALSE | WAGD | MedGas_WAGD | TRUE | 1aa3572e-5073-44b4-acb3-ff8739230b69 | H5gFJuIzQlOqwLHNmImBVRsBaaJrH0IH2U3Y9pniOXE= | C:\Temp\vw\test data\ppmd_templates_ORSR1.rvt | -
ppmd_templates_ORSR1.rvt | OPPS1 - MEDICAL GAS DESIGN | FALSE | Notes1 | MedGas_Notes | TRUE | 69d1283f-21ef-46f3-9ebb-e36d00ef4da3 | H5gFJuIzQlOqwLHNmImBVRsBaaJrH0IH2U3Y9pniOXE= | C:\Temp\vw\test data\ppmd_templates_ORSR1.rvt | -
ppmd_templates_ORSR1.rvt | OPPS1 - MEDICAL GAS DESIGN | FALSE | Notes2 | MedGas_Notes2 | TRUE | 867f4341-094b-4cc7-b128-8c28392e09cd | H5gFJuIzQlOqwLHNmImBVRsBaaJrH0IH2U3Y9pniOXE= | C:\Temp\vw\test data\ppmd_templates_ORSR1.rvt
ppmd_templates_ORSR1.rvt | ORSA1 - EQUIPMENT SCHEDULE | FALSE | JSN | JSN | TRUE | 8632cd76-2ab9-457d-8db7-39197de446a2 | H5gFJuIzQlOqwLHNmImBVRsBaaJrH0IH2U3Y9pniOXE= | C:\Temp\vw\test data\ppmd_templates_ORSR1.rvt
ppmd_templates_ORSR1.rvt | ORSA1 - EQUIPMENT SCHEDULE | FALSE | Nomenclature | Nomenclature | TRUE | f004b755-1952-4a21-a1c1-98f41ef6a86c | H5gFJuIzQlOqwLHNmImBVRsBaaJrH0IH2U3Y9pniOXE= | C:\Temp\vw\test data\ppmd_templates_ORSR1.rvt
ppmd_templates_ORSR1.rvt | ORSA1 - EQUIPMENT SCHEDULE | FALSE | Qty | Count | FALSE |  | H5gFJuIzQlOqwLHNmImBVRsBaaJrH0IH2U3Y9pniOXE= | C:\Temp\vw\test data\ppmd_templates_ORSR1.rvt
ppmd_templates_ORSR1.rvt | ORSA1 - EQUIPMENT SCHEDULE | FALSE | Unit of Issue | Unit_Issue | TRUE | c629168e-0cfa-459a-9efe-45d01b2f91b6 | H5gFJuIzQlOqwLHNmImBVRsBaaJrH0IH2U3Y9pniOXE= | C:\Temp\vw\test data\ppmd_templates_ORSR1.rvt
ppmd_templates_ORSR1.rvt | ORSA1 - EQUIPMENT SCHEDULE | FALSE | Logistics¦AR | CAT_Army | TRUE | fa0e0053-bcc4-42e8-881f-6a4690f994c9 | H5gFJuIzQlOqwLHNmImBVRsBaaJrH0IH2U3Y9pniOXE= | C:\Temp\vw\test data\ppmd_templates_ORSR1.rvt
ppmd_templates_ORSR1.rvt | ORSA1 - EQUIPMENT SCHEDULE | FALSE | Logistics¦NA | CAT_Navy | TRUE | 183e77a6-b75d-41a5-8f81-f6abfee236ec | H5gFJuIzQlOqwLHNmImBVRsBaaJrH0IH2U3Y9pniOXE= | C:\Temp\vw\test data\ppmd_templates_ORSR1.rvt
ppmd_templates_ORSR1.rvt | ORSA1 - EQUIPMENT SCHEDULE | FALSE | Logistics¦AF | CAT_AF | TRUE | 053816d3-2f83-4e72-9b30-0a25ff75573f | H5gFJuIzQlOqwLHNmImBVRsBaaJrH0IH2U3Y9pniOXE= | C:\Temp\vw\test data\ppmd_templates_ORSR1.rvt
ppmd_templates_ORSR1.rvt | ORSA1 - EQUIPMENT SCHEDULE | FALSE | Logistics¦VA | CAT_VA | TRUE | abab06e0-bc20-4958-a9a7-acf73c376614 | H5gFJuIzQlOqwLHNmImBVRsBaaJrH0IH2U3Y9pniOXE= | C:\Temp\vw\test data\ppmd_templates_ORSR1.rvt
ppmd_templates_ORSR1.rvt | ORSA1 - EQUIPMENT SCHEDULE | FALSE | Utilities¦1 | UTIL_1_WaterDrain | TRUE | 594b780e-c62e-473b-9f66-4d3db2fa1b7f | H5gFJuIzQlOqwLHNmImBVRsBaaJrH0IH2U3Y9pniOXE= | C:\Temp\vw\test data\ppmd_templates_ORSR1.rvt
ppmd_templates_ORSR1.rvt | ORSA1 - EQUIPMENT SCHEDULE | FALSE | Utilities¦2 | UTIL_2_Elec | TRUE | 28082216-138e-4a2f-9824-e96dbd7e3cd0 | H5gFJuIzQlOqwLHNmImBVRsBaaJrH0IH2U3Y9pniOXE= | C:\Temp\vw\test data\ppmd_templates_ORSR1.rvt
ppmd_templates_ORSR1.rvt | ORSA1 - EQUIPMENT SCHEDULE | FALSE | Utilities¦3 | UTIL_3_MedGas | TRUE | 22af1ef2-54f0-4b6e-b40a-7064dfb8769c | H5gFJuIzQlOqwLHNmImBVRsBaaJrH0IH2U3Y9pniOXE= | C:\Temp\vw\test data\ppmd_templates_ORSR1.rvt
ppmd_templates_ORSR1.rvt | ORSA1 - EQUIPMENT SCHEDULE | FALSE | Utilities¦4 | UTIL_4_MiscGas | TRUE | 745b8c3e-fd4a-4430-994a-d25826e1e484 | H5gFJuIzQlOqwLHNmImBVRsBaaJrH0IH2U3Y9pniOXE= | C:\Temp\vw\test data\ppmd_templates_ORSR1.rvt
ppmd_templates_ORSR1.rvt | ORSA1 - EQUIPMENT SCHEDULE | FALSE | Utilities¦5 | UTIL_5_NonMedGas | TRUE | 323edf97-d058-44ef-a0fb-1836c80554d8 | H5gFJuIzQlOqwLHNmImBVRsBaaJrH0IH2U3Y9pniOXE= | C:\Temp\vw\test data\ppmd_templates_ORSR1.rvt
ppmd_templates_ORSR1.rvt | ORSA1 - EQUIPMENT SCHEDULE | FALSE | Utilities¦6 | UTIL_6_Misc | TRUE | 38083e2d-8ba3-4868-9752-742b7a4a9586 | H5gFJuIzQlOqwLHNmImBVRsBaaJrH0IH2U3Y9pniOXE= | C:\Temp\vw\test data\ppmd_templates_ORSR1.rvt
ppmd_templates_ORSR1.rvt | ORSA1 - INTERIOR DESIGN | FALSE | Floor Finish¦Preferred | Floor Finish | FALSE |  | H5gFJuIzQlOqwLHNmImBVRsBaaJrH0IH2U3Y9pniOXE= | C:\Temp\vw\test data\ppmd_templates_ORSR1.rvt
ppmd_templates_ORSR1.rvt | ORSA1 - INTERIOR DESIGN | FALSE | Floor Finish¦Alternate | Floor Finish2 | TRUE | 4030719d-a272-441a-8bfa-d5eb510a1687 | H5gFJuIzQlOqwLHNmImBVRsBaaJrH0IH2U3Y9pniOXE= | C:\Temp\vw\test data\ppmd_templates_ORSR1.rvt
ppmd_templates_ORSR1.rvt | ORSA1 - INTERIOR DESIGN | FALSE | Wall Finish¦Preferred | Wall Finish | FALSE |  | H5gFJuIzQlOqwLHNmImBVRsBaaJrH0IH2U3Y9pniOXE= | C:\Temp\vw\test data\ppmd_templates_ORSR1.rvt
ppmd_templates_ORSR1.rvt | ORSA1 - INTERIOR DESIGN | FALSE | Wall Finish¦Alternate | Wall Finish2 | TRUE | 5a49d499-57b3-4e1f-afc0-4c041c862be1 | H5gFJuIzQlOqwLHNmImBVRsBaaJrH0IH2U3Y9pniOXE= | C:\Temp\vw\test data\ppmd_templates_ORSR1.rvt
ppmd_templates_ORSR1.rvt | ORSA1 - INTERIOR DESIGN | FALSE | Ceiling Finish¦Preferred | Ceiling Finish | FALSE |  | H5gFJuIzQlOqwLHNmImBVRsBaaJrH0IH2U3Y9pniOXE= | C:\Temp\vw\test data\ppmd_templates_ORSR1.rvt
ppmd_templates_ORSR1.rvt | ORSA1 - INTERIOR DESIGN | FALSE | Ceiling Finish¦Alternate | Ceiling Finish2 | TRUE | acb31fd1-378b-4329-97b0-400ae39b5bc4 | H5gFJuIzQlOqwLHNmImBVRsBaaJrH0IH2U3Y9pniOXE= | C:\Temp\vw\test data\ppmd_templates_ORSR1.rvt
ppmd_templates_ORSR1.rvt | ORSA1 - INTERIOR DESIGN | FALSE | Room Height¦ft - in | Ceiling_Hgt_IP | TRUE | 9f14ca4f-2465-4385-a17c-7aa549f64c09 | H5gFJuIzQlOqwLHNmImBVRsBaaJrH0IH2U3Y9pniOXE= | C:\Temp\vw\test data\ppmd_templates_ORSR1.rvt
ppmd_templates_ORSR1.rvt | ORSA1 - INTERIOR DESIGN | FALSE | Room Noise¦Min NC | Noise_NC_MIN | TRUE | 8c49df6c-7d6b-49fd-9459-f57d0921d704 | H5gFJuIzQlOqwLHNmImBVRsBaaJrH0IH2U3Y9pniOXE= | C:\Temp\vw\test data\ppmd_templates_ORSR1.rvt
ppmd_templates_ORSR1.rvt | ORSA1 - INTERIOR DESIGN | FALSE | Room Noise¦Max NC | Noise_NC_MAX | TRUE | 629b571a-1c14-443c-b8e8-1130b5edb513 | H5gFJuIzQlOqwLHNmImBVRsBaaJrH0IH2U3Y9pniOXE= | C:\Temp\vw\test data\ppmd_templates_ORSR1.rvt
ppmd_templates_ORSR1.rvt | ORSA1 - INTERIOR DESIGN | FALSE | Room Noise¦SC | Noise_SC | TRUE | 44bf9cd1-070a-432c-87d9-26a3211cfe07 | H5gFJuIzQlOqwLHNmImBVRsBaaJrH0IH2U3Y9pniOXE= | C:\Temp\vw\test data\ppmd_templates_ORSR1.rvt
ppmd_templates_ORSR1.rvt | ORSR1 - DATA/TELEPHONE EQUIPMENT SCHEDULE | FALSE | JSN | JSN | TRUE | 8632cd76-2ab9-457d-8db7-39197de446a2 | H5gFJuIzQlOqwLHNmImBVRsBaaJrH0IH2U3Y9pniOXE= | C:\Temp\vw\test data\ppmd_templates_ORSR1.rvt
ppmd_templates_ORSR1.rvt | ORSR1 - DATA/TELEPHONE EQUIPMENT SCHEDULE | FALSE | Nomenclature | Nomenclature | TRUE | f004b755-1952-4a21-a1c1-98f41ef6a86c | H5gFJuIzQlOqwLHNmImBVRsBaaJrH0IH2U3Y9pniOXE= | C:\Temp\vw\test data\ppmd_templates_ORSR1.rvt
ppmd_templates_ORSR1.rvt | ORSR1 - DATA/TELEPHONE EQUIPMENT SCHEDULE | FALSE | Qty | Count | FALSE |  | H5gFJuIzQlOqwLHNmImBVRsBaaJrH0IH2U3Y9pniOXE= | C:\Temp\vw\test data\ppmd_templates_ORSR1.rvt
ppmd_templates_ORSR1.rvt | ORSR1 - DATA/TELEPHONE EQUIPMENT SCHEDULE | FALSE | Logistics¦AR | CAT_Army | TRUE | fa0e0053-bcc4-42e8-881f-6a4690f994c9 | H5gFJuIzQlOqwLHNmImBVRsBaaJrH0IH2U3Y9pniOXE= | C:\Temp\vw\test data\ppmd_templates_ORSR1.rvt
ppmd_templates_ORSR1.rvt | ORSR1 - DATA/TELEPHONE EQUIPMENT SCHEDULE | FALSE | Logistics¦NA | CAT_Navy | TRUE | 183e77a6-b75d-41a5-8f81-f6abfee236ec | H5gFJuIzQlOqwLHNmImBVRsBaaJrH0IH2U3Y9pniOXE= | C:\Temp\vw\test data\ppmd_templates_ORSR1.rvt
ppmd_templates_ORSR1.rvt | ORSR1 - DATA/TELEPHONE EQUIPMENT SCHEDULE | FALSE | Logistics¦AF | CAT_AF | TRUE | 053816d3-2f83-4e72-9b30-0a25ff75573f | H5gFJuIzQlOqwLHNmImBVRsBaaJrH0IH2U3Y9pniOXE= | C:\Temp\vw\test data\ppmd_templates_ORSR1.rvt
ppmd_templates_ORSR1.rvt | ORSR1 - DATA/TELEPHONE EQUIPMENT SCHEDULE | FALSE | Logistics¦VA | CAT_VA | TRUE | abab06e0-bc20-4958-a9a7-acf73c376614 | H5gFJuIzQlOqwLHNmImBVRsBaaJrH0IH2U3Y9pniOXE= | C:\Temp\vw\test data\ppmd_templates_ORSR1.rvt
ppmd_templates_ORSR1.rvt | ORSR1 - DOOR SCHEDULE | FALSE | Mark | Construction Type | FALSE |  | H5gFJuIzQlOqwLHNmImBVRsBaaJrH0IH2U3Y9pniOXE= | C:\Temp\vw\test data\ppmd_templates_ORSR1.rvt
ppmd_templates_ORSR1.rvt | ORSR1 - DOOR SCHEDULE | FALSE | Type | Family | FALSE |  | H5gFJuIzQlOqwLHNmImBVRsBaaJrH0IH2U3Y9pniOXE= | C:\Temp\vw\test data\ppmd_templates_ORSR1.rvt
ppmd_templates_ORSR1.rvt | ORSR1 - DOOR SCHEDULE | FALSE | Count | Count | FALSE |  | H5gFJuIzQlOqwLHNmImBVRsBaaJrH0IH2U3Y9pniOXE= | C:\Temp\vw\test data\ppmd_templates_ORSR1.rvt
ppmd_templates_ORSR1.rvt | ORSR1 - DOOR SCHEDULE | FALSE | Height¦ft - in | Height | FALSE |  | H5gFJuIzQlOqwLHNmImBVRsBaaJrH0IH2U3Y9pniOXE= | C:\Temp\vw\test data\ppmd_templates_ORSR1.rvt
ppmd_templates_ORSR1.rvt | ORSR1 - DOOR SCHEDULE | FALSE | Width¦ft - in | Width | FALSE |  | H5gFJuIzQlOqwLHNmImBVRsBaaJrH0IH2U3Y9pniOXE= | C:\Temp\vw\test data\ppmd_templates_ORSR1.rvt
ppmd_templates_ORSR1.rvt | ORSR1 - DOOR SCHEDULE | FALSE | Hardware | Door_Hardware | TRUE | aada339e-27db-43a6-a49e-55c88563e0c3 | H5gFJuIzQlOqwLHNmImBVRsBaaJrH0IH2U3Y9pniOXE= | C:\Temp\vw\test data\ppmd_templates_ORSR1.rvt
ppmd_templates_ORSR1.rvt | ORSR1 - DOOR SCHEDULE | FALSE | Notes | Type Comments | FALSE |  | H5gFJuIzQlOqwLHNmImBVRsBaaJrH0IH2U3Y9pniOXE= | C:\Temp\vw\test data\ppmd_templates_ORSR1.rvt
ppmd_templates_ORSR1.rvt | ORSR1 - ELECTRICAL DESIGN | FALSE | Lighting¦LUX1 | Light_Level_LUX | TRUE | fc853981-f613-4f05-81bd-e48fb947424b | H5gFJuIzQlOqwLHNmImBVRsBaaJrH0IH2U3Y9pniOXE= | C:\Temp\vw\test data\ppmd_templates_ORSR1.rvt | 500
ppmd_templates_ORSR1.rvt | ORSR1 - ELECTRICAL DESIGN | FALSE | Lighting¦Footcandles1 | Light_Level_FC | FALSE |  | H5gFJuIzQlOqwLHNmImBVRsBaaJrH0IH2U3Y9pniOXE= | C:\Temp\vw\test data\ppmd_templates_ORSR1.rvt | 46
ppmd_templates_ORSR1.rvt | ORSR1 - ELECTRICAL DESIGN | FALSE | Lighting¦LUX2 | Light_Level_LUX2 | TRUE | 172f1cff-58cc-41cd-b888-0e7a81d2bf40 | H5gFJuIzQlOqwLHNmImBVRsBaaJrH0IH2U3Y9pniOXE= | C:\Temp\vw\test data\ppmd_templates_ORSR1.rvt
ppmd_templates_ORSR1.rvt | ORSR1 - ELECTRICAL DESIGN | FALSE | Lighting¦Footcandles2 | Light_Level_FC2 | FALSE |  | H5gFJuIzQlOqwLHNmImBVRsBaaJrH0IH2U3Y9pniOXE= | C:\Temp\vw\test data\ppmd_templates_ORSR1.rvt
ppmd_templates_ORSR1.rvt | ORSR1 - ELECTRICAL DESIGN | FALSE | Lighting¦Notes | Light_Notes | TRUE | a36245ac-ea57-45c2-bac5-bed4d04a4f78 | H5gFJuIzQlOqwLHNmImBVRsBaaJrH0IH2U3Y9pniOXE= | C:\Temp\vw\test data\ppmd_templates_ORSR1.rvt | -
ppmd_templates_ORSR1.rvt | ORSR1 - ELECTRICAL DESIGN | FALSE | Lighting¦Notes2 | Light_Notes2 | TRUE | 6d0b4891-ce4c-45f8-9560-387866098a10 | H5gFJuIzQlOqwLHNmImBVRsBaaJrH0IH2U3Y9pniOXE= | C:\Temp\vw\test data\ppmd_templates_ORSR1.rvt
ppmd_templates_ORSR1.rvt | ORSR1 - ELECTRICAL DESIGN | FALSE | Essential Power¦% Power | ES_Power% | TRUE | 7cbfe71a-865f-4cf4-b400-c67e3939439b | H5gFJuIzQlOqwLHNmImBVRsBaaJrH0IH2U3Y9pniOXE= | C:\Temp\vw\test data\ppmd_templates_ORSR1.rvt | -
ppmd_templates_ORSR1.rvt | ORSR1 - ELECTRICAL DESIGN | FALSE | Essential Power¦% Light | ES_Light% | TRUE | af00a8bb-40cb-434a-a7e5-b4140f3c844f | H5gFJuIzQlOqwLHNmImBVRsBaaJrH0IH2U3Y9pniOXE= | C:\Temp\vw\test data\ppmd_templates_ORSR1.rvt | L
ppmd_templates_ORSR1.rvt | ORSR1 - ELECTRICAL DESIGN | FALSE | Essential Power¦Notes | ES_Notes | TRUE | 0c3ae867-1060-40b5-bb68-261d16a167a0 | H5gFJuIzQlOqwLHNmImBVRsBaaJrH0IH2U3Y9pniOXE= | C:\Temp\vw\test data\ppmd_templates_ORSR1.rvt | -
ppmd_templates_ORSR1.rvt | ORSR1 - EQUIPMENT SCHEDULE | TRUE | JSN | JSN | TRUE | 8632cd76-2ab9-457d-8db7-39197de446a2 | H5gFJuIzQlOqwLHNmImBVRsBaaJrH0IH2U3Y9pniOXE= | C:\Temp\vw\test data\ppmd_templates_ORSR1.rvt | A5075¦A5080¦A5107¦C04E0¦C0037¦CE040¦CS150¦CT050¦F2010¦M3073¦P2000¦P2450¦S0125
ppmd_templates_ORSR1.rvt | ORSR1 - EQUIPMENT SCHEDULE | TRUE | Nomenclature | Nomenclature | TRUE | f004b755-1952-4a21-a1c1-98f41ef6a86c | H5gFJuIzQlOqwLHNmImBVRsBaaJrH0IH2U3Y9pniOXE= | C:\Temp\vw\test data\ppmd_templates_ORSR1.rvt | Dispenser, Soap, Disposable¦Dispenser, Paper Towel, SS, Surface Mounted¦Dispenser, Glove, Surgical/Examination, Wall Mntd¦Cabinet, UCB, 1 Shelf, 1 Drawer, 2 DO, 36x36x22¦Rail, Apron, 4x36x1¦Cabinet, W/H, 2 SH, 2 GDO, Sloping Top, 38x36x13¦Sink, SS, Single Compartment, 10x19x16 ID¦Countertop, Stainless Steel¦Basket, Wastepaper, Step-On¦Container, Biohazard Waste, Step-on, Fire Safe¦Eyewash, Wall Mounted, Hands-Free¦Valve, Mixing, Thermostatic¦Sterilizer, Stm, VAC, 1DO, CAB, 16x16x26 Chamber
ppmd_templates_ORSR1.rvt | ORSR1 - EQUIPMENT SCHEDULE | TRUE | Qty | Count | FALSE |  | H5gFJuIzQlOqwLHNmImBVRsBaaJrH0IH2U3Y9pniOXE= | C:\Temp\vw\test data\ppmd_templates_ORSR1.rvt | 1¦1¦1¦1¦2¦1¦1¦1¦1¦1¦1¦1¦1
ppmd_templates_ORSR1.rvt | ORSR1 - EQUIPMENT SCHEDULE | TRUE | LF | Comments | FALSE |  | H5gFJuIzQlOqwLHNmImBVRsBaaJrH0IH2U3Y9pniOXE= | C:\Temp\vw\test data\ppmd_templates_ORSR1.rvt | 6'-0"
ppmd_templates_ORSR1.rvt | ORSR1 - EQUIPMENT SCHEDULE | TRUE | Logistics¦AR | CAT_Army | TRUE | fa0e0053-bcc4-42e8-881f-6a4690f994c9 | H5gFJuIzQlOqwLHNmImBVRsBaaJrH0IH2U3Y9pniOXE= | C:\Temp\vw\test data\ppmd_templates_ORSR1.rvt | C¦A¦C¦A¦A¦A¦A¦A¦C¦C¦A¦A¦A
ppmd_templates_ORSR1.rvt | ORSR1 - EQUIPMENT SCHEDULE | TRUE | Logistics¦NA | CAT_Navy | TRUE | 183e77a6-b75d-41a5-8f81-f6abfee236ec | H5gFJuIzQlOqwLHNmImBVRsBaaJrH0IH2U3Y9pniOXE= | C:\Temp\vw\test data\ppmd_templates_ORSR1.rvt | C¦A¦C¦A¦A¦A¦A¦A¦C¦C¦A¦A¦A
ppmd_templates_ORSR1.rvt | ORSR1 - EQUIPMENT SCHEDULE | TRUE | Logistics¦AF | CAT_AF | TRUE | 053816d3-2f83-4e72-9b30-0a25ff75573f | H5gFJuIzQlOqwLHNmImBVRsBaaJrH0IH2U3Y9pniOXE= | C:\Temp\vw\test data\ppmd_templates_ORSR1.rvt | C¦A¦C¦A¦A¦A¦A¦A¦C¦C¦A¦A¦A
ppmd_templates_ORSR1.rvt | ORSR1 - EQUIPMENT SCHEDULE | TRUE | Logistics¦VA | CAT_VA | TRUE | abab06e0-bc20-4958-a9a7-acf73c376614 | H5gFJuIzQlOqwLHNmImBVRsBaaJrH0IH2U3Y9pniOXE= | C:\Temp\vw\test data\ppmd_templates_ORSR1.rvt | C¦A¦C¦A¦A¦A¦A¦A¦C¦C¦A¦A¦A
ppmd_templates_ORSR1.rvt | ORSR1 - EQUIPMENT SCHEDULE | TRUE | Utilities¦1 | UTIL_1_WaterDrain | TRUE | 594b780e-c62e-473b-9f66-4d3db2fa1b7f | H5gFJuIzQlOqwLHNmImBVRsBaaJrH0IH2U3Y9pniOXE= | C:\Temp\vw\test data\ppmd_templates_ORSR1.rvt | -¦-¦-¦-¦-¦-¦D¦-¦-¦-¦B¦A¦B
ppmd_templates_ORSR1.rvt | ORSR1 - EQUIPMENT SCHEDULE | TRUE | Utilities¦2 | UTIL_2_Elec | TRUE | 28082216-138e-4a2f-9824-e96dbd7e3cd0 | H5gFJuIzQlOqwLHNmImBVRsBaaJrH0IH2U3Y9pniOXE= | C:\Temp\vw\test data\ppmd_templates_ORSR1.rvt | -¦-¦-¦-¦-¦-¦-¦-¦-¦-¦-¦-¦F
ppmd_templates_ORSR1.rvt | ORSR1 - EQUIPMENT SCHEDULE | TRUE | Utilities¦3 | UTIL_3_MedGas | TRUE | 22af1ef2-54f0-4b6e-b40a-7064dfb8769c | H5gFJuIzQlOqwLHNmImBVRsBaaJrH0IH2U3Y9pniOXE= | C:\Temp\vw\test data\ppmd_templates_ORSR1.rvt | -¦-¦-¦-¦-¦-¦-¦-¦-¦-¦-¦-¦-
ppmd_templates_ORSR1.rvt | ORSR1 - EQUIPMENT SCHEDULE | TRUE | Utilities¦4 | UTIL_4_MiscGas | TRUE | 745b8c3e-fd4a-4430-994a-d25826e1e484 | H5gFJuIzQlOqwLHNmImBVRsBaaJrH0IH2U3Y9pniOXE= | C:\Temp\vw\test data\ppmd_templates_ORSR1.rvt | -¦-¦-¦-¦-¦-¦-¦-¦-¦-¦-¦-¦A
ppmd_templates_ORSR1.rvt | ORSR1 - EQUIPMENT SCHEDULE | TRUE | Utilities¦5 | UTIL_5_NonMedGas | TRUE | 323edf97-d058-44ef-a0fb-1836c80554d8 | H5gFJuIzQlOqwLHNmImBVRsBaaJrH0IH2U3Y9pniOXE= | C:\Temp\vw\test data\ppmd_templates_ORSR1.rvt | -¦-¦-¦-¦-¦-¦-¦-¦-¦-¦-¦-¦-
ppmd_templates_ORSR1.rvt | ORSR1 - EQUIPMENT SCHEDULE | TRUE | Utilities¦6 | UTIL_6_Misc | TRUE | 38083e2d-8ba3-4868-9752-742b7a4a9586 | H5gFJuIzQlOqwLHNmImBVRsBaaJrH0IH2U3Y9pniOXE= | C:\Temp\vw\test data\ppmd_templates_ORSR1.rvt | -¦-¦-¦-¦-¦-¦-¦-¦-¦-¦-¦-¦-
ppmd_templates_ORSR1.rvt | ORSR1 - INTERIOR DESIGN | FALSE | Floor Finish¦Preferred | Floor Finish | FALSE |  | H5gFJuIzQlOqwLHNmImBVRsBaaJrH0IH2U3Y9pniOXE= | C:\Temp\vw\test data\ppmd_templates_ORSR1.rvt | ET
ppmd_templates_ORSR1.rvt | ORSR1 - INTERIOR DESIGN | FALSE | Floor Finish¦Alternate | Floor Finish2 | TRUE | 4030719d-a272-441a-8bfa-d5eb510a1687 | H5gFJuIzQlOqwLHNmImBVRsBaaJrH0IH2U3Y9pniOXE= | C:\Temp\vw\test data\ppmd_templates_ORSR1.rvt | SV
ppmd_templates_ORSR1.rvt | ORSR1 - INTERIOR DESIGN | FALSE | Wall Finish¦Preferred | Wall Finish | FALSE |  | H5gFJuIzQlOqwLHNmImBVRsBaaJrH0IH2U3Y9pniOXE= | C:\Temp\vw\test data\ppmd_templates_ORSR1.rvt | GLG
ppmd_templates_ORSR1.rvt | ORSR1 - INTERIOR DESIGN | FALSE | Wall Finish¦Alternate | Wall Finish2 | TRUE | 5a49d499-57b3-4e1f-afc0-4c041c862be1 | H5gFJuIzQlOqwLHNmImBVRsBaaJrH0IH2U3Y9pniOXE= | C:\Temp\vw\test data\ppmd_templates_ORSR1.rvt | SSP
ppmd_templates_ORSR1.rvt | ORSR1 - INTERIOR DESIGN | FALSE | Ceiling Finish¦Preferred | Ceiling Finish | FALSE |  | H5gFJuIzQlOqwLHNmImBVRsBaaJrH0IH2U3Y9pniOXE= | C:\Temp\vw\test data\ppmd_templates_ORSR1.rvt | GLG
ppmd_templates_ORSR1.rvt | ORSR1 - INTERIOR DESIGN | FALSE | Ceiling Finish¦Alternate | Ceiling Finish2 | TRUE | acb31fd1-378b-4329-97b0-400ae39b5bc4 | H5gFJuIzQlOqwLHNmImBVRsBaaJrH0IH2U3Y9pniOXE= | C:\Temp\vw\test data\ppmd_templates_ORSR1.rvt | -
ppmd_templates_ORSR1.rvt | ORSR1 - INTERIOR DESIGN | FALSE | Room Height¦ft - in | Ceiling_Hgt_IP | TRUE | 9f14ca4f-2465-4385-a17c-7aa549f64c09 | H5gFJuIzQlOqwLHNmImBVRsBaaJrH0IH2U3Y9pniOXE= | C:\Temp\vw\test data\ppmd_templates_ORSR1.rvt | 9' - 0"
ppmd_templates_ORSR1.rvt | ORSR1 - INTERIOR DESIGN | FALSE | Room Noise¦Min NC | Noise_NC_MIN | TRUE | 8c49df6c-7d6b-49fd-9459-f57d0921d704 | H5gFJuIzQlOqwLHNmImBVRsBaaJrH0IH2U3Y9pniOXE= | C:\Temp\vw\test data\ppmd_templates_ORSR1.rvt | 30
ppmd_templates_ORSR1.rvt | ORSR1 - INTERIOR DESIGN | FALSE | Room Noise¦Max NC | Noise_NC_MAX | TRUE | 629b571a-1c14-443c-b8e8-1130b5edb513 | H5gFJuIzQlOqwLHNmImBVRsBaaJrH0IH2U3Y9pniOXE= | C:\Temp\vw\test data\ppmd_templates_ORSR1.rvt | 35
ppmd_templates_ORSR1.rvt | ORSR1 - INTERIOR DESIGN | FALSE | Room Noise¦SC | Noise_SC | TRUE | 44bf9cd1-070a-432c-87d9-26a3211cfe07 | H5gFJuIzQlOqwLHNmImBVRsBaaJrH0IH2U3Y9pniOXE= | C:\Temp\vw\test data\ppmd_templates_ORSR1.rvt | 40
ppmd_templates_ORSR1.rvt | ORSR1 - MECHANICAL DESIGN | FALSE | Air Balance | Air_Balance | TRUE | 587b3cf9-4450-4d95-b8ef-0e93665dbd91 | H5gFJuIzQlOqwLHNmImBVRsBaaJrH0IH2U3Y9pniOXE= | C:\Temp\vw\test data\ppmd_templates_ORSR1.rvt | +
ppmd_templates_ORSR1.rvt | ORSR1 - MECHANICAL DESIGN | FALSE | Air Changes Total | Air_Changes_Total | TRUE | 3988d7f3-0f28-4410-866c-5bc65e1d842a | H5gFJuIzQlOqwLHNmImBVRsBaaJrH0IH2U3Y9pniOXE= | C:\Temp\vw\test data\ppmd_templates_ORSR1.rvt | 6
ppmd_templates_ORSR1.rvt | ORSR1 - MECHANICAL DESIGN | FALSE | Air Changes OA | Air_Changes_OA | TRUE | b7af949f-3b64-4f85-9391-d9f17dcaad1e | H5gFJuIzQlOqwLHNmImBVRsBaaJrH0IH2U3Y9pniOXE= | C:\Temp\vw\test data\ppmd_templates_ORSR1.rvt | 2
ppmd_templates_ORSR1.rvt | ORSR1 - MECHANICAL DESIGN | FALSE | 100% Exhaust Air | Exhaust_Air_100% | TRUE | 62b97784-583b-47d5-90a3-a90bbb961b6e | H5gFJuIzQlOqwLHNmImBVRsBaaJrH0IH2U3Y9pniOXE= | C:\Temp\vw\test data\ppmd_templates_ORSR1.rvt | -
ppmd_templates_ORSR1.rvt | ORSR1 - MECHANICAL DESIGN | FALSE | Summer Temp¦F | Temp_Summer_F | TRUE | 1cbf6964-bd0f-4852-b367-ef4828e2e2cc | H5gFJuIzQlOqwLHNmImBVRsBaaJrH0IH2U3Y9pniOXE= | C:\Temp\vw\test data\ppmd_templates_ORSR1.rvt | 75
ppmd_templates_ORSR1.rvt | ORSR1 - MECHANICAL DESIGN | FALSE | Summer Temp¦C | Temp_Summer_C | FALSE |  | H5gFJuIzQlOqwLHNmImBVRsBaaJrH0IH2U3Y9pniOXE= | C:\Temp\vw\test data\ppmd_templates_ORSR1.rvt | 24
ppmd_templates_ORSR1.rvt | ORSR1 - MECHANICAL DESIGN | FALSE | Summer Temp¦Note | Temp_Summer_Note | TRUE | 6248fa3c-bb43-4e1c-91bb-60e102e573b7 | H5gFJuIzQlOqwLHNmImBVRsBaaJrH0IH2U3Y9pniOXE= | C:\Temp\vw\test data\ppmd_templates_ORSR1.rvt
ppmd_templates_ORSR1.rvt | ORSR1 - MECHANICAL DESIGN | FALSE | Winter Temp¦F | Temp_Winter_F | TRUE | b4f9888f-41ad-47ef-a6af-145b3de732c9 | H5gFJuIzQlOqwLHNmImBVRsBaaJrH0IH2U3Y9pniOXE= | C:\Temp\vw\test data\ppmd_templates_ORSR1.rvt | 75
ppmd_templates_ORSR1.rvt | ORSR1 - MECHANICAL DESIGN | FALSE | Winter Temp¦C | Temp_Winter_C | FALSE |  | H5gFJuIzQlOqwLHNmImBVRsBaaJrH0IH2U3Y9pniOXE= | C:\Temp\vw\test data\ppmd_templates_ORSR1.rvt | 24
ppmd_templates_ORSR1.rvt | ORSR1 - MECHANICAL DESIGN | FALSE | Winter Temp¦Note | Temp_Winter_Note | TRUE | aacd83fc-f530-464e-b089-01667d3c52cd | H5gFJuIzQlOqwLHNmImBVRsBaaJrH0IH2U3Y9pniOXE= | C:\Temp\vw\test data\ppmd_templates_ORSR1.rvt
ppmd_templates_ORSR1.rvt | ORSR1 - MECHANICAL DESIGN | FALSE | Max Relative Humidity | Relative_Humidity | TRUE | 36ead6c1-4384-4a65-8654-06a60aef94cb | H5gFJuIzQlOqwLHNmImBVRsBaaJrH0IH2U3Y9pniOXE= | C:\Temp\vw\test data\ppmd_templates_ORSR1.rvt | -
ppmd_templates_ORSR1.rvt | ORSR1 - MECHANICAL DESIGN | FALSE | Filtration¦Interm % | Filtration_Inter_% | TRUE | 4f03ad65-f905-419e-a0cf-8f58fe921fbc | H5gFJuIzQlOqwLHNmImBVRsBaaJrH0IH2U3Y9pniOXE= | C:\Temp\vw\test data\ppmd_templates_ORSR1.rvt | 14
ppmd_templates_ORSR1.rvt | ORSR1 - MECHANICAL DESIGN | FALSE | Filtration¦Final % | Filtration_Final_% | TRUE | cc736e5f-46f5-476a-8d0a-ceb32d8d4e5a | H5gFJuIzQlOqwLHNmImBVRsBaaJrH0IH2U3Y9pniOXE= | C:\Temp\vw\test data\ppmd_templates_ORSR1.rvt | -
ppmd_templates_ORSR1.rvt | ORSR1 - MECHANICAL DESIGN | FALSE | Notes | Mech_Notes | TRUE | a32df790-0ab9-4c4a-b19c-511c2eef6d56 | H5gFJuIzQlOqwLHNmImBVRsBaaJrH0IH2U3Y9pniOXE= | C:\Temp\vw\test data\ppmd_templates_ORSR1.rvt | -
ppmd_templates_ORSR1.rvt | ORSR1 - MEDICAL GAS DESIGN | FALSE | MCA | MedGas_MCA | TRUE | 3b23ea7f-b9f1-4749-8a2b-eb6a4fab4cdc | H5gFJuIzQlOqwLHNmImBVRsBaaJrH0IH2U3Y9pniOXE= | C:\Temp\vw\test data\ppmd_templates_ORSR1.rvt | -
ppmd_templates_ORSR1.rvt | ORSR1 - MEDICAL GAS DESIGN | FALSE | DCA | MedGas_DCA | TRUE | 20dc9c73-7465-4e8a-8300-4a8b5a46a91c | H5gFJuIzQlOqwLHNmImBVRsBaaJrH0IH2U3Y9pniOXE= | C:\Temp\vw\test data\ppmd_templates_ORSR1.rvt | -
ppmd_templates_ORSR1.rvt | ORSR1 - MEDICAL GAS DESIGN | FALSE | LA | MedGas_LA | TRUE | 99801083-d820-4c5f-ad07-ab168e1bbda0 | H5gFJuIzQlOqwLHNmImBVRsBaaJrH0IH2U3Y9pniOXE= | C:\Temp\vw\test data\ppmd_templates_ORSR1.rvt | -
ppmd_templates_ORSR1.rvt | ORSR1 - MEDICAL GAS DESIGN | FALSE | PA | MedGas_PA | TRUE | 55793ba6-1647-428e-86f6-5ce4153c7f2e | H5gFJuIzQlOqwLHNmImBVRsBaaJrH0IH2U3Y9pniOXE= | C:\Temp\vw\test data\ppmd_templates_ORSR1.rvt | -
ppmd_templates_ORSR1.rvt | ORSR1 - MEDICAL GAS DESIGN | FALSE | MV | MedGas_MV | TRUE | 0a0bec6d-9172-4a2c-9fb3-7616a08f677a | H5gFJuIzQlOqwLHNmImBVRsBaaJrH0IH2U3Y9pniOXE= | C:\Temp\vw\test data\ppmd_templates_ORSR1.rvt | -
ppmd_templates_ORSR1.rvt | ORSR1 - MEDICAL GAS DESIGN | FALSE | DHV | MedGas_DHV | TRUE | 79779898-9917-494b-a027-0013b44e14f1 | H5gFJuIzQlOqwLHNmImBVRsBaaJrH0IH2U3Y9pniOXE= | C:\Temp\vw\test data\ppmd_templates_ORSR1.rvt | -
ppmd_templates_ORSR1.rvt | ORSR1 - MEDICAL GAS DESIGN | FALSE | DLV | MedGas_DLV | TRUE | bcdcef93-2e56-440a-a8f7-e9973eadba59 | H5gFJuIzQlOqwLHNmImBVRsBaaJrH0IH2U3Y9pniOXE= | C:\Temp\vw\test data\ppmd_templates_ORSR1.rvt | -
ppmd_templates_ORSR1.rvt | ORSR1 - MEDICAL GAS DESIGN | FALSE | LDE | MedGas_LDE | TRUE | cc6496eb-fa04-4455-81d4-1dfb1e6aaa52 | H5gFJuIzQlOqwLHNmImBVRsBaaJrH0IH2U3Y9pniOXE= | C:\Temp\vw\test data\ppmd_templates_ORSR1.rvt | -
ppmd_templates_ORSR1.rvt | ORSR1 - MEDICAL GAS DESIGN | FALSE | OX | MedGas_OX | TRUE | 59f6c2e0-639e-4476-adf0-a5c19b1199db | H5gFJuIzQlOqwLHNmImBVRsBaaJrH0IH2U3Y9pniOXE= | C:\Temp\vw\test data\ppmd_templates_ORSR1.rvt | -
ppmd_templates_ORSR1.rvt | ORSR1 - MEDICAL GAS DESIGN | FALSE | NO | MedGas_NO | TRUE | 1f31b342-99ad-494b-90ce-f27b8fc04b75 | H5gFJuIzQlOqwLHNmImBVRsBaaJrH0IH2U3Y9pniOXE= | C:\Temp\vw\test data\ppmd_templates_ORSR1.rvt | -
ppmd_templates_ORSR1.rvt | ORSR1 - MEDICAL GAS DESIGN | FALSE | NI | MedGas_NI | TRUE | ea24567d-1f4e-45f9-907f-a79ef8b323b1 | H5gFJuIzQlOqwLHNmImBVRsBaaJrH0IH2U3Y9pniOXE= | C:\Temp\vw\test data\ppmd_templates_ORSR1.rvt | -
ppmd_templates_ORSR1.rvt | ORSR1 - MEDICAL GAS DESIGN | FALSE | WAGD | MedGas_WAGD | TRUE | 1aa3572e-5073-44b4-acb3-ff8739230b69 | H5gFJuIzQlOqwLHNmImBVRsBaaJrH0IH2U3Y9pniOXE= | C:\Temp\vw\test data\ppmd_templates_ORSR1.rvt | -
ppmd_templates_ORSR1.rvt | ORSR1 - MEDICAL GAS DESIGN | FALSE | Notes1 | MedGas_Notes | TRUE | 69d1283f-21ef-46f3-9ebb-e36d00ef4da3 | H5gFJuIzQlOqwLHNmImBVRsBaaJrH0IH2U3Y9pniOXE= | C:\Temp\vw\test data\ppmd_templates_ORSR1.rvt | -
ppmd_templates_ORSR1.rvt | ORSR1 - MEDICAL GAS DESIGN | FALSE | Notes2 | MedGas_Notes2 | TRUE | 867f4341-094b-4cc7-b128-8c28392e09cd | H5gFJuIzQlOqwLHNmImBVRsBaaJrH0IH2U3Y9pniOXE= | C:\Temp\vw\test data\ppmd_templates_ORSR1.rvt
ppmd_templates_ORSR1.rvt | ORSR1 - STRUCTURAL DESIGN | FALSE | Structural Load¦psf | Str_FloorLoad_psf | TRUE | 654b90c9-d71e-4bcd-9f27-a1532becca95 | H5gFJuIzQlOqwLHNmImBVRsBaaJrH0IH2U3Y9pniOXE= | C:\Temp\vw\test data\ppmd_templates_ORSR1.rvt | 60
ppmd_templates_ORSR1.rvt | ORSR1 - STRUCTURAL DESIGN | FALSE | Structural Load¦kPA | Str_FloorLoad_kPA | FALSE |  | H5gFJuIzQlOqwLHNmImBVRsBaaJrH0IH2U3Y9pniOXE= | C:\Temp\vw\test data\ppmd_templates_ORSR1.rvt | 3
ppmd_templates_ORSR1.rvt | ORSR1 - STRUCTURAL DESIGN | FALSE | Notes | Str_Notes | TRUE | 509b36e6-cf53-4158-b357-61e3cedd6faa | H5gFJuIzQlOqwLHNmImBVRsBaaJrH0IH2U3Y9pniOXE= | C:\Temp\vw\test data\ppmd_templates_ORSR1.rvt
ppmd_templates_PEHS1.rvt | PEHS1 - DATA/TELEPHONE EQUIPMENT | FALSE | JSN | JSN | TRUE | 8632cd76-2ab9-457d-8db7-39197de446a2 | EdnwxMySkR6RJL7wq7KBPA0JH5TzIpGiziie1YfdHKE= | C:\Temp\vw\test data\ppmd_templates_PEHS1.rvt
ppmd_templates_PEHS1.rvt | PEHS1 - DATA/TELEPHONE EQUIPMENT | FALSE | Nomenclature | Nomenclature | TRUE | f004b755-1952-4a21-a1c1-98f41ef6a86c | EdnwxMySkR6RJL7wq7KBPA0JH5TzIpGiziie1YfdHKE= | C:\Temp\vw\test data\ppmd_templates_PEHS1.rvt
ppmd_templates_PEHS1.rvt | PEHS1 - DATA/TELEPHONE EQUIPMENT | FALSE | Qty | Count | FALSE |  | EdnwxMySkR6RJL7wq7KBPA0JH5TzIpGiziie1YfdHKE= | C:\Temp\vw\test data\ppmd_templates_PEHS1.rvt
ppmd_templates_PEHS1.rvt | PEHS1 - DATA/TELEPHONE EQUIPMENT | FALSE | Logistics¦AR | CAT_Army | TRUE | fa0e0053-bcc4-42e8-881f-6a4690f994c9 | EdnwxMySkR6RJL7wq7KBPA0JH5TzIpGiziie1YfdHKE= | C:\Temp\vw\test data\ppmd_templates_PEHS1.rvt
ppmd_templates_PEHS1.rvt | PEHS1 - DATA/TELEPHONE EQUIPMENT | FALSE | Logistics¦NV | CAT_Navy | TRUE | 183e77a6-b75d-41a5-8f81-f6abfee236ec | EdnwxMySkR6RJL7wq7KBPA0JH5TzIpGiziie1YfdHKE= | C:\Temp\vw\test data\ppmd_templates_PEHS1.rvt
ppmd_templates_PEHS1.rvt | PEHS1 - DATA/TELEPHONE EQUIPMENT | FALSE | Logistics¦AF | CAT_AF | TRUE | 053816d3-2f83-4e72-9b30-0a25ff75573f | EdnwxMySkR6RJL7wq7KBPA0JH5TzIpGiziie1YfdHKE= | C:\Temp\vw\test data\ppmd_templates_PEHS1.rvt
ppmd_templates_PEHS1.rvt | PEHS1 - DATA/TELEPHONE EQUIPMENT | FALSE | Logistics¦VA | CAT_VA | TRUE | abab06e0-bc20-4958-a9a7-acf73c376614 | EdnwxMySkR6RJL7wq7KBPA0JH5TzIpGiziie1YfdHKE= | C:\Temp\vw\test data\ppmd_templates_PEHS1.rvt
ppmd_templates_PEHS1.rvt | PEHS1 - DOOR SCHEDULE | FALSE | Mark | Construction Type | FALSE |  | EdnwxMySkR6RJL7wq7KBPA0JH5TzIpGiziie1YfdHKE= | C:\Temp\vw\test data\ppmd_templates_PEHS1.rvt | A
ppmd_templates_PEHS1.rvt | PEHS1 - DOOR SCHEDULE | FALSE | Type | Family | FALSE |  | EdnwxMySkR6RJL7wq7KBPA0JH5TzIpGiziie1YfdHKE= | C:\Temp\vw\test data\ppmd_templates_PEHS1.rvt | Single-Flush
ppmd_templates_PEHS1.rvt | PEHS1 - DOOR SCHEDULE | FALSE | Count | Count | FALSE |  | EdnwxMySkR6RJL7wq7KBPA0JH5TzIpGiziie1YfdHKE= | C:\Temp\vw\test data\ppmd_templates_PEHS1.rvt | 1
ppmd_templates_PEHS1.rvt | PEHS1 - DOOR SCHEDULE | FALSE | Height¦ft - in | Height | FALSE |  | EdnwxMySkR6RJL7wq7KBPA0JH5TzIpGiziie1YfdHKE= | C:\Temp\vw\test data\ppmd_templates_PEHS1.rvt | 7' - 0"
ppmd_templates_PEHS1.rvt | PEHS1 - DOOR SCHEDULE | FALSE | Width¦ft - in | Width | FALSE |  | EdnwxMySkR6RJL7wq7KBPA0JH5TzIpGiziie1YfdHKE= | C:\Temp\vw\test data\ppmd_templates_PEHS1.rvt | 3' - 0"
ppmd_templates_PEHS1.rvt | PEHS1 - DOOR SCHEDULE | FALSE | Notes | Type Comments | FALSE |  | EdnwxMySkR6RJL7wq7KBPA0JH5TzIpGiziie1YfdHKE= | C:\Temp\vw\test data\ppmd_templates_PEHS1.rvt
ppmd_templates_PEHS1.rvt | PEHS1 - ELECTRICAL DESIGN | FALSE | Lighting¦LUX1 | Light_Level_LUX | TRUE | fc853981-f613-4f05-81bd-e48fb947424b | EdnwxMySkR6RJL7wq7KBPA0JH5TzIpGiziie1YfdHKE= | C:\Temp\vw\test data\ppmd_templates_PEHS1.rvt | 500
ppmd_templates_PEHS1.rvt | PEHS1 - ELECTRICAL DESIGN | FALSE | Lighting¦Footcandles1 | Light_Level_FC | FALSE |  | EdnwxMySkR6RJL7wq7KBPA0JH5TzIpGiziie1YfdHKE= | C:\Temp\vw\test data\ppmd_templates_PEHS1.rvt | 46
ppmd_templates_PEHS1.rvt | PEHS1 - ELECTRICAL DESIGN | FALSE | Lighting¦LUX2 | Light_Level_LUX2 | TRUE | 172f1cff-58cc-41cd-b888-0e7a81d2bf40 | EdnwxMySkR6RJL7wq7KBPA0JH5TzIpGiziie1YfdHKE= | C:\Temp\vw\test data\ppmd_templates_PEHS1.rvt
ppmd_templates_PEHS1.rvt | PEHS1 - ELECTRICAL DESIGN | FALSE | Lighting¦Footcandles2 | Light_Level_FC2 | FALSE |  | EdnwxMySkR6RJL7wq7KBPA0JH5TzIpGiziie1YfdHKE= | C:\Temp\vw\test data\ppmd_templates_PEHS1.rvt
ppmd_templates_PEHS1.rvt | PEHS1 - ELECTRICAL DESIGN | FALSE | Lighting¦Notes | Light_Notes | TRUE | a36245ac-ea57-45c2-bac5-bed4d04a4f78 | EdnwxMySkR6RJL7wq7KBPA0JH5TzIpGiziie1YfdHKE= | C:\Temp\vw\test data\ppmd_templates_PEHS1.rvt | C
ppmd_templates_PEHS1.rvt | PEHS1 - ELECTRICAL DESIGN | FALSE | Lighting¦Notes2 | Light_Notes2 | TRUE | 6d0b4891-ce4c-45f8-9560-387866098a10 | EdnwxMySkR6RJL7wq7KBPA0JH5TzIpGiziie1YfdHKE= | C:\Temp\vw\test data\ppmd_templates_PEHS1.rvt
ppmd_templates_PEHS1.rvt | PEHS1 - ELECTRICAL DESIGN | FALSE | Essential Power¦% Power | ES_Power% | TRUE | 7cbfe71a-865f-4cf4-b400-c67e3939439b | EdnwxMySkR6RJL7wq7KBPA0JH5TzIpGiziie1YfdHKE= | C:\Temp\vw\test data\ppmd_templates_PEHS1.rvt
ppmd_templates_PEHS1.rvt | PEHS1 - ELECTRICAL DESIGN | FALSE | Essential Power¦% Light | ES_Light% | TRUE | af00a8bb-40cb-434a-a7e5-b4140f3c844f | EdnwxMySkR6RJL7wq7KBPA0JH5TzIpGiziie1YfdHKE= | C:\Temp\vw\test data\ppmd_templates_PEHS1.rvt
ppmd_templates_PEHS1.rvt | PEHS1 - ELECTRICAL DESIGN | FALSE | Essential Power¦Notes | ES_Notes | TRUE | 0c3ae867-1060-40b5-bb68-261d16a167a0 | EdnwxMySkR6RJL7wq7KBPA0JH5TzIpGiziie1YfdHKE= | C:\Temp\vw\test data\ppmd_templates_PEHS1.rvt
ppmd_templates_PEHS1.rvt | PEHS1 - EQUIPMENT SCHEDULE | TRUE | JSN | JSN | TRUE | 8632cd76-2ab9-457d-8db7-39197de446a2 | EdnwxMySkR6RJL7wq7KBPA0JH5TzIpGiziie1YfdHKE= | C:\Temp\vw\test data\ppmd_templates_PEHS1.rvt | E0042¦F0205¦F0280¦F2000¦F3200¦M0030¦M0040¦M1620¦M1801
ppmd_templates_PEHS1.rvt | PEHS1 - EQUIPMENT SCHEDULE | TRUE | Nomenclature | Nomenclature | TRUE | f004b755-1952-4a21-a1c1-98f41ef6a86c | EdnwxMySkR6RJL7wq7KBPA0JH5TzIpGiziie1YfdHKE= | C:\Temp\vw\test data\ppmd_templates_PEHS1.rvt | Workcenter, Computer, Free Standing, 48" W¦Chair, Side With Arms¦Chair, Swivel, Low Back¦Basket, Wastepaper, Round, Metal¦Clock, Battery, 12" Diameter¦Audiometer, Diagnostic¦Booth, Audio, Single Wall, 1 Person¦Holder, Chart, Patient, Wall or Door Mounted¦Computer, Microprocessing, w/Flat Panel Monitor
ppmd_templates_PEHS1.rvt | PEHS1 - EQUIPMENT SCHEDULE | TRUE | Qty | Count | FALSE |  | EdnwxMySkR6RJL7wq7KBPA0JH5TzIpGiziie1YfdHKE= | C:\Temp\vw\test data\ppmd_templates_PEHS1.rvt | 1¦1¦1¦1¦1¦1¦1¦1¦1
ppmd_templates_PEHS1.rvt | PEHS1 - EQUIPMENT SCHEDULE | TRUE | LF | Comments | FALSE |  | EdnwxMySkR6RJL7wq7KBPA0JH5TzIpGiziie1YfdHKE= | C:\Temp\vw\test data\ppmd_templates_PEHS1.rvt
ppmd_templates_PEHS1.rvt | PEHS1 - EQUIPMENT SCHEDULE | TRUE | Logistics¦AR | CAT_Army | TRUE | fa0e0053-bcc4-42e8-881f-6a4690f994c9 | EdnwxMySkR6RJL7wq7KBPA0JH5TzIpGiziie1YfdHKE= | C:\Temp\vw\test data\ppmd_templates_PEHS1.rvt | C¦C¦C¦C¦C¦C¦A¦A¦C
ppmd_templates_PEHS1.rvt | PEHS1 - EQUIPMENT SCHEDULE | TRUE | Logistics¦NA | CAT_Navy | TRUE | 183e77a6-b75d-41a5-8f81-f6abfee236ec | EdnwxMySkR6RJL7wq7KBPA0JH5TzIpGiziie1YfdHKE= | C:\Temp\vw\test data\ppmd_templates_PEHS1.rvt | C¦C¦C¦C¦C¦C¦A¦A¦C
ppmd_templates_PEHS1.rvt | PEHS1 - EQUIPMENT SCHEDULE | TRUE | Logistics¦AF | CAT_AF | TRUE | 053816d3-2f83-4e72-9b30-0a25ff75573f | EdnwxMySkR6RJL7wq7KBPA0JH5TzIpGiziie1YfdHKE= | C:\Temp\vw\test data\ppmd_templates_PEHS1.rvt | C¦C¦C¦C¦C¦C¦A¦A¦C
ppmd_templates_PEHS1.rvt | PEHS1 - EQUIPMENT SCHEDULE | TRUE | Logistics¦VA | CAT_VA | TRUE | abab06e0-bc20-4958-a9a7-acf73c376614 | EdnwxMySkR6RJL7wq7KBPA0JH5TzIpGiziie1YfdHKE= | C:\Temp\vw\test data\ppmd_templates_PEHS1.rvt | C¦C¦C¦C¦C¦C¦A¦A¦C
ppmd_templates_PEHS1.rvt | PEHS1 - EQUIPMENT SCHEDULE | TRUE | Utilities¦1 | UTIL_1_WaterDrain | TRUE | 594b780e-c62e-473b-9f66-4d3db2fa1b7f | EdnwxMySkR6RJL7wq7KBPA0JH5TzIpGiziie1YfdHKE= | C:\Temp\vw\test data\ppmd_templates_PEHS1.rvt | -¦-¦-¦-¦-¦-¦-¦-¦-
ppmd_templates_PEHS1.rvt | PEHS1 - EQUIPMENT SCHEDULE | TRUE | Utilities¦2 | UTIL_2_Elec | TRUE | 28082216-138e-4a2f-9824-e96dbd7e3cd0 | EdnwxMySkR6RJL7wq7KBPA0JH5TzIpGiziie1YfdHKE= | C:\Temp\vw\test data\ppmd_templates_PEHS1.rvt | -¦-¦-¦-¦-¦A¦F¦-¦A
ppmd_templates_PEHS1.rvt | PEHS1 - EQUIPMENT SCHEDULE | TRUE | Utilities¦3 | UTIL_3_MedGas | TRUE | 22af1ef2-54f0-4b6e-b40a-7064dfb8769c | EdnwxMySkR6RJL7wq7KBPA0JH5TzIpGiziie1YfdHKE= | C:\Temp\vw\test data\ppmd_templates_PEHS1.rvt | -¦-¦-¦-¦-¦-¦-¦-¦-
ppmd_templates_PEHS1.rvt | PEHS1 - EQUIPMENT SCHEDULE | TRUE | Utilities¦4 | UTIL_4_MiscGas | TRUE | 745b8c3e-fd4a-4430-994a-d25826e1e484 | EdnwxMySkR6RJL7wq7KBPA0JH5TzIpGiziie1YfdHKE= | C:\Temp\vw\test data\ppmd_templates_PEHS1.rvt | -¦-¦-¦-¦-¦-¦-¦-¦-
ppmd_templates_PEHS1.rvt | PEHS1 - EQUIPMENT SCHEDULE | TRUE | Utilities¦5 | UTIL_5_NonMedGas | TRUE | 323edf97-d058-44ef-a0fb-1836c80554d8 | EdnwxMySkR6RJL7wq7KBPA0JH5TzIpGiziie1YfdHKE= | C:\Temp\vw\test data\ppmd_templates_PEHS1.rvt | -¦-¦-¦-¦-¦-¦-¦-¦-
ppmd_templates_PEHS1.rvt | PEHS1 - EQUIPMENT SCHEDULE | TRUE | Utilities¦6 | UTIL_6_Misc | TRUE | 38083e2d-8ba3-4868-9752-742b7a4a9586 | EdnwxMySkR6RJL7wq7KBPA0JH5TzIpGiziie1YfdHKE= | C:\Temp\vw\test data\ppmd_templates_PEHS1.rvt | -¦-¦-¦-¦-¦-¦F¦-¦-
ppmd_templates_PEHS1.rvt | PEHS1 - INTERIOR DESIGN | FALSE | Floor Finish¦Preferred | Floor Finish | FALSE |  | EdnwxMySkR6RJL7wq7KBPA0JH5TzIpGiziie1YfdHKE= | C:\Temp\vw\test data\ppmd_templates_PEHS1.rvt | CP
ppmd_templates_PEHS1.rvt | PEHS1 - INTERIOR DESIGN | FALSE | Floor Finish¦Alternate | Floor Finish2 | TRUE | 4030719d-a272-441a-8bfa-d5eb510a1687 | EdnwxMySkR6RJL7wq7KBPA0JH5TzIpGiziie1YfdHKE= | C:\Temp\vw\test data\ppmd_templates_PEHS1.rvt | UT
ppmd_templates_PEHS1.rvt | PEHS1 - INTERIOR DESIGN | FALSE | Wall Finish¦Preferred | Wall Finish | FALSE |  | EdnwxMySkR6RJL7wq7KBPA0JH5TzIpGiziie1YfdHKE= | C:\Temp\vw\test data\ppmd_templates_PEHS1.rvt | GAF
ppmd_templates_PEHS1.rvt | PEHS1 - INTERIOR DESIGN | FALSE | Wall Finish¦Alternate | Wall Finish2 | TRUE | 5a49d499-57b3-4e1f-afc0-4c041c862be1 | EdnwxMySkR6RJL7wq7KBPA0JH5TzIpGiziie1YfdHKE= | C:\Temp\vw\test data\ppmd_templates_PEHS1.rvt | GPT
ppmd_templates_PEHS1.rvt | PEHS1 - INTERIOR DESIGN | FALSE | Ceiling Finish¦Preferred | Ceiling Finish | FALSE |  | EdnwxMySkR6RJL7wq7KBPA0JH5TzIpGiziie1YfdHKE= | C:\Temp\vw\test data\ppmd_templates_PEHS1.rvt | AT1
ppmd_templates_PEHS1.rvt | PEHS1 - INTERIOR DESIGN | FALSE | Ceiling Finish¦Alternate | Ceiling Finish2 | TRUE | acb31fd1-378b-4329-97b0-400ae39b5bc4 | EdnwxMySkR6RJL7wq7KBPA0JH5TzIpGiziie1YfdHKE= | C:\Temp\vw\test data\ppmd_templates_PEHS1.rvt | -
ppmd_templates_PEHS1.rvt | PEHS1 - INTERIOR DESIGN | FALSE | Room Height¦ft - in | Ceiling_Hgt_IP | TRUE | 9f14ca4f-2465-4385-a17c-7aa549f64c09 | EdnwxMySkR6RJL7wq7KBPA0JH5TzIpGiziie1YfdHKE= | C:\Temp\vw\test data\ppmd_templates_PEHS1.rvt | 9' - 0"
ppmd_templates_PEHS1.rvt | PEHS1 - INTERIOR DESIGN | FALSE | Room Noise¦Min NC | Noise_NC_MIN | TRUE | 8c49df6c-7d6b-49fd-9459-f57d0921d704 | EdnwxMySkR6RJL7wq7KBPA0JH5TzIpGiziie1YfdHKE= | C:\Temp\vw\test data\ppmd_templates_PEHS1.rvt | 30
ppmd_templates_PEHS1.rvt | PEHS1 - INTERIOR DESIGN | FALSE | Room Noise¦Max NC | Noise_NC_MAX | TRUE | 629b571a-1c14-443c-b8e8-1130b5edb513 | EdnwxMySkR6RJL7wq7KBPA0JH5TzIpGiziie1YfdHKE= | C:\Temp\vw\test data\ppmd_templates_PEHS1.rvt | 40
ppmd_templates_PEHS1.rvt | PEHS1 - INTERIOR DESIGN | FALSE | Room Noise¦SC | Noise_SC | TRUE | 44bf9cd1-070a-432c-87d9-26a3211cfe07 | EdnwxMySkR6RJL7wq7KBPA0JH5TzIpGiziie1YfdHKE= | C:\Temp\vw\test data\ppmd_templates_PEHS1.rvt | 50
ppmd_templates_PEHS1.rvt | PEHS1 - MECHANICAL DESIGN | FALSE | Air Balance | Air_Balance | TRUE | 587b3cf9-4450-4d95-b8ef-0e93665dbd91 | EdnwxMySkR6RJL7wq7KBPA0JH5TzIpGiziie1YfdHKE= | C:\Temp\vw\test data\ppmd_templates_PEHS1.rvt | 0
ppmd_templates_PEHS1.rvt | PEHS1 - MECHANICAL DESIGN | FALSE | Air Changes Total | Air_Changes_Total | TRUE | 3988d7f3-0f28-4410-866c-5bc65e1d842a | EdnwxMySkR6RJL7wq7KBPA0JH5TzIpGiziie1YfdHKE= | C:\Temp\vw\test data\ppmd_templates_PEHS1.rvt | 6
ppmd_templates_PEHS1.rvt | PEHS1 - MECHANICAL DESIGN | FALSE | Air Changes OA | Air_Changes_OA | TRUE | b7af949f-3b64-4f85-9391-d9f17dcaad1e | EdnwxMySkR6RJL7wq7KBPA0JH5TzIpGiziie1YfdHKE= | C:\Temp\vw\test data\ppmd_templates_PEHS1.rvt | 2
ppmd_templates_PEHS1.rvt | PEHS1 - MECHANICAL DESIGN | FALSE | 100% Exhaust Air | Exhaust_Air_100% | TRUE | 62b97784-583b-47d5-90a3-a90bbb961b6e | EdnwxMySkR6RJL7wq7KBPA0JH5TzIpGiziie1YfdHKE= | C:\Temp\vw\test data\ppmd_templates_PEHS1.rvt
ppmd_templates_PEHS1.rvt | PEHS1 - MECHANICAL DESIGN | FALSE | Summer Temp¦F | Temp_Summer_F | TRUE | 1cbf6964-bd0f-4852-b367-ef4828e2e2cc | EdnwxMySkR6RJL7wq7KBPA0JH5TzIpGiziie1YfdHKE= | C:\Temp\vw\test data\ppmd_templates_PEHS1.rvt
ppmd_templates_PEHS1.rvt | PEHS1 - MECHANICAL DESIGN | FALSE | Summer Temp¦C | Temp_Summer_C | FALSE |  | EdnwxMySkR6RJL7wq7KBPA0JH5TzIpGiziie1YfdHKE= | C:\Temp\vw\test data\ppmd_templates_PEHS1.rvt
ppmd_templates_PEHS1.rvt | PEHS1 - MECHANICAL DESIGN | FALSE | Summer Temp¦Note | Temp_Summer_Note | TRUE | 6248fa3c-bb43-4e1c-91bb-60e102e573b7 | EdnwxMySkR6RJL7wq7KBPA0JH5TzIpGiziie1YfdHKE= | C:\Temp\vw\test data\ppmd_templates_PEHS1.rvt
ppmd_templates_PEHS1.rvt | PEHS1 - MECHANICAL DESIGN | FALSE | Winter Temp¦F | Temp_Winter_F | TRUE | b4f9888f-41ad-47ef-a6af-145b3de732c9 | EdnwxMySkR6RJL7wq7KBPA0JH5TzIpGiziie1YfdHKE= | C:\Temp\vw\test data\ppmd_templates_PEHS1.rvt | 68
ppmd_templates_PEHS1.rvt | PEHS1 - MECHANICAL DESIGN | FALSE | Winter Temp¦C | Temp_Winter_C | FALSE |  | EdnwxMySkR6RJL7wq7KBPA0JH5TzIpGiziie1YfdHKE= | C:\Temp\vw\test data\ppmd_templates_PEHS1.rvt | 20
ppmd_templates_PEHS1.rvt | PEHS1 - MECHANICAL DESIGN | FALSE | Winter Temp¦Note | Temp_Winter_Note | TRUE | aacd83fc-f530-464e-b089-01667d3c52cd | EdnwxMySkR6RJL7wq7KBPA0JH5TzIpGiziie1YfdHKE= | C:\Temp\vw\test data\ppmd_templates_PEHS1.rvt
ppmd_templates_PEHS1.rvt | PEHS1 - MECHANICAL DESIGN | FALSE | Max Relative Humidity | Relative_Humidity | TRUE | 36ead6c1-4384-4a65-8654-06a60aef94cb | EdnwxMySkR6RJL7wq7KBPA0JH5TzIpGiziie1YfdHKE= | C:\Temp\vw\test data\ppmd_templates_PEHS1.rvt
ppmd_templates_PEHS1.rvt | PEHS1 - MECHANICAL DESIGN | FALSE | Filtration¦Interm % | Filtration_Inter_% | TRUE | 4f03ad65-f905-419e-a0cf-8f58fe921fbc | EdnwxMySkR6RJL7wq7KBPA0JH5TzIpGiziie1YfdHKE= | C:\Temp\vw\test data\ppmd_templates_PEHS1.rvt | 13
ppmd_templates_PEHS1.rvt | PEHS1 - MECHANICAL DESIGN | FALSE | Filtration¦Final % | Filtration_Final_% | TRUE | cc736e5f-46f5-476a-8d0a-ceb32d8d4e5a | EdnwxMySkR6RJL7wq7KBPA0JH5TzIpGiziie1YfdHKE= | C:\Temp\vw\test data\ppmd_templates_PEHS1.rvt
ppmd_templates_PEHS1.rvt | PEHS1 - MECHANICAL DESIGN | FALSE | Notes | Mech_Notes | TRUE | a32df790-0ab9-4c4a-b19c-511c2eef6d56 | EdnwxMySkR6RJL7wq7KBPA0JH5TzIpGiziie1YfdHKE= | C:\Temp\vw\test data\ppmd_templates_PEHS1.rvt
ppmd_templates_PEHS1.rvt | PEHS1 - MEDICAL GAS DESIGN | FALSE | MCA | MedGas_MCA | TRUE | 3b23ea7f-b9f1-4749-8a2b-eb6a4fab4cdc | EdnwxMySkR6RJL7wq7KBPA0JH5TzIpGiziie1YfdHKE= | C:\Temp\vw\test data\ppmd_templates_PEHS1.rvt
ppmd_templates_PEHS1.rvt | PEHS1 - MEDICAL GAS DESIGN | FALSE | DCA | MedGas_DCA | TRUE | 20dc9c73-7465-4e8a-8300-4a8b5a46a91c | EdnwxMySkR6RJL7wq7KBPA0JH5TzIpGiziie1YfdHKE= | C:\Temp\vw\test data\ppmd_templates_PEHS1.rvt
ppmd_templates_PEHS1.rvt | PEHS1 - MEDICAL GAS DESIGN | FALSE | LA | MedGas_LA | TRUE | 99801083-d820-4c5f-ad07-ab168e1bbda0 | EdnwxMySkR6RJL7wq7KBPA0JH5TzIpGiziie1YfdHKE= | C:\Temp\vw\test data\ppmd_templates_PEHS1.rvt
ppmd_templates_PEHS1.rvt | PEHS1 - MEDICAL GAS DESIGN | FALSE | PA | MedGas_PA | TRUE | 55793ba6-1647-428e-86f6-5ce4153c7f2e | EdnwxMySkR6RJL7wq7KBPA0JH5TzIpGiziie1YfdHKE= | C:\Temp\vw\test data\ppmd_templates_PEHS1.rvt
ppmd_templates_PEHS1.rvt | PEHS1 - MEDICAL GAS DESIGN | FALSE | MV | MedGas_MV | TRUE | 0a0bec6d-9172-4a2c-9fb3-7616a08f677a | EdnwxMySkR6RJL7wq7KBPA0JH5TzIpGiziie1YfdHKE= | C:\Temp\vw\test data\ppmd_templates_PEHS1.rvt
ppmd_templates_PEHS1.rvt | PEHS1 - MEDICAL GAS DESIGN | FALSE | DHV | MedGas_DHV | TRUE | 79779898-9917-494b-a027-0013b44e14f1 | EdnwxMySkR6RJL7wq7KBPA0JH5TzIpGiziie1YfdHKE= | C:\Temp\vw\test data\ppmd_templates_PEHS1.rvt
ppmd_templates_PEHS1.rvt | PEHS1 - MEDICAL GAS DESIGN | FALSE | DLV | MedGas_DLV | TRUE | bcdcef93-2e56-440a-a8f7-e9973eadba59 | EdnwxMySkR6RJL7wq7KBPA0JH5TzIpGiziie1YfdHKE= | C:\Temp\vw\test data\ppmd_templates_PEHS1.rvt
ppmd_templates_PEHS1.rvt | PEHS1 - MEDICAL GAS DESIGN | FALSE | LDE | MedGas_LDE | TRUE | cc6496eb-fa04-4455-81d4-1dfb1e6aaa52 | EdnwxMySkR6RJL7wq7KBPA0JH5TzIpGiziie1YfdHKE= | C:\Temp\vw\test data\ppmd_templates_PEHS1.rvt
ppmd_templates_PEHS1.rvt | PEHS1 - MEDICAL GAS DESIGN | FALSE | OX | MedGas_OX | TRUE | 59f6c2e0-639e-4476-adf0-a5c19b1199db | EdnwxMySkR6RJL7wq7KBPA0JH5TzIpGiziie1YfdHKE= | C:\Temp\vw\test data\ppmd_templates_PEHS1.rvt
ppmd_templates_PEHS1.rvt | PEHS1 - MEDICAL GAS DESIGN | FALSE | NO | MedGas_NO | TRUE | 1f31b342-99ad-494b-90ce-f27b8fc04b75 | EdnwxMySkR6RJL7wq7KBPA0JH5TzIpGiziie1YfdHKE= | C:\Temp\vw\test data\ppmd_templates_PEHS1.rvt
ppmd_templates_PEHS1.rvt | PEHS1 - MEDICAL GAS DESIGN | FALSE | NI | MedGas_NI | TRUE | ea24567d-1f4e-45f9-907f-a79ef8b323b1 | EdnwxMySkR6RJL7wq7KBPA0JH5TzIpGiziie1YfdHKE= | C:\Temp\vw\test data\ppmd_templates_PEHS1.rvt
ppmd_templates_PEHS1.rvt | PEHS1 - MEDICAL GAS DESIGN | FALSE | WAGD | MedGas_WAGD | TRUE | 1aa3572e-5073-44b4-acb3-ff8739230b69 | EdnwxMySkR6RJL7wq7KBPA0JH5TzIpGiziie1YfdHKE= | C:\Temp\vw\test data\ppmd_templates_PEHS1.rvt
ppmd_templates_PEHS1.rvt | PEHS1 - MEDICAL GAS DESIGN | FALSE | Notes1 | MedGas_Notes | TRUE | 69d1283f-21ef-46f3-9ebb-e36d00ef4da3 | EdnwxMySkR6RJL7wq7KBPA0JH5TzIpGiziie1YfdHKE= | C:\Temp\vw\test data\ppmd_templates_PEHS1.rvt
ppmd_templates_PEHS1.rvt | PEHS1 - MEDICAL GAS DESIGN | FALSE | Notes2 | MedGas_Notes2 | TRUE | 867f4341-094b-4cc7-b128-8c28392e09cd | EdnwxMySkR6RJL7wq7KBPA0JH5TzIpGiziie1YfdHKE= | C:\Temp\vw\test data\ppmd_templates_PEHS1.rvt
ppmd_templates_PEHS1.rvt | PEHS1 - STRUCTURAL DESIGN | FALSE | Structural Load¦psf | Str_FloorLoad_psf | TRUE | 654b90c9-d71e-4bcd-9f27-a1532becca95 | EdnwxMySkR6RJL7wq7KBPA0JH5TzIpGiziie1YfdHKE= | C:\Temp\vw\test data\ppmd_templates_PEHS1.rvt | 60
ppmd_templates_PEHS1.rvt | PEHS1 - STRUCTURAL DESIGN | FALSE | Structural Load¦kPA | Str_FloorLoad_kPA | FALSE |  | EdnwxMySkR6RJL7wq7KBPA0JH5TzIpGiziie1YfdHKE= | C:\Temp\vw\test data\ppmd_templates_PEHS1.rvt | 3
ppmd_templates_PEHS1.rvt | PEHS1 - STRUCTURAL DESIGN | FALSE | Notes | Str_Notes | TRUE | 509b36e6-cf53-4158-b357-61e3cedd6faa | EdnwxMySkR6RJL7wq7KBPA0JH5TzIpGiziie1YfdHKE= | C:\Temp\vw\test data\ppmd_templates_PEHS1.rvt
ppmd_templates_PTEM1.rvt | PTEM1 - DATA/TELEPHONE EQUIPMENT | FALSE | JSN | JSN | TRUE | 8632cd76-2ab9-457d-8db7-39197de446a2 | igJR0Uwlh5bLUPu+SkOEW7Dn0txBQzgwD/uBuiBmUOo= | C:\Temp\vw\test data\ppmd_templates_PTEM1.rvt
ppmd_templates_PTEM1.rvt | PTEM1 - DATA/TELEPHONE EQUIPMENT | FALSE | Nomenclature | Nomenclature | TRUE | f004b755-1952-4a21-a1c1-98f41ef6a86c | igJR0Uwlh5bLUPu+SkOEW7Dn0txBQzgwD/uBuiBmUOo= | C:\Temp\vw\test data\ppmd_templates_PTEM1.rvt
ppmd_templates_PTEM1.rvt | PTEM1 - DATA/TELEPHONE EQUIPMENT | FALSE | Qty | Count | FALSE |  | igJR0Uwlh5bLUPu+SkOEW7Dn0txBQzgwD/uBuiBmUOo= | C:\Temp\vw\test data\ppmd_templates_PTEM1.rvt
ppmd_templates_PTEM1.rvt | PTEM1 - DATA/TELEPHONE EQUIPMENT | FALSE | Logistics¦AR | CAT_Army | TRUE | fa0e0053-bcc4-42e8-881f-6a4690f994c9 | igJR0Uwlh5bLUPu+SkOEW7Dn0txBQzgwD/uBuiBmUOo= | C:\Temp\vw\test data\ppmd_templates_PTEM1.rvt
ppmd_templates_PTEM1.rvt | PTEM1 - DATA/TELEPHONE EQUIPMENT | FALSE | Logistics¦NA | CAT_Navy | TRUE | 183e77a6-b75d-41a5-8f81-f6abfee236ec | igJR0Uwlh5bLUPu+SkOEW7Dn0txBQzgwD/uBuiBmUOo= | C:\Temp\vw\test data\ppmd_templates_PTEM1.rvt
ppmd_templates_PTEM1.rvt | PTEM1 - DATA/TELEPHONE EQUIPMENT | FALSE | Logistics¦AF | CAT_AF | TRUE | 053816d3-2f83-4e72-9b30-0a25ff75573f | igJR0Uwlh5bLUPu+SkOEW7Dn0txBQzgwD/uBuiBmUOo= | C:\Temp\vw\test data\ppmd_templates_PTEM1.rvt
ppmd_templates_PTEM1.rvt | PTEM1 - DATA/TELEPHONE EQUIPMENT | FALSE | Logistics¦VA | CAT_VA | TRUE | abab06e0-bc20-4958-a9a7-acf73c376614 | igJR0Uwlh5bLUPu+SkOEW7Dn0txBQzgwD/uBuiBmUOo= | C:\Temp\vw\test data\ppmd_templates_PTEM1.rvt
ppmd_templates_PTEM1.rvt | PTEM1 - DOOR SCHEDULE | FALSE | Mark | Construction Type | FALSE |  | igJR0Uwlh5bLUPu+SkOEW7Dn0txBQzgwD/uBuiBmUOo= | C:\Temp\vw\test data\ppmd_templates_PTEM1.rvt | B
ppmd_templates_PTEM1.rvt | PTEM1 - DOOR SCHEDULE | FALSE | Type | Family | FALSE |  | igJR0Uwlh5bLUPu+SkOEW7Dn0txBQzgwD/uBuiBmUOo= | C:\Temp\vw\test data\ppmd_templates_PTEM1.rvt | Single-Flush
ppmd_templates_PTEM1.rvt | PTEM1 - DOOR SCHEDULE | FALSE | Count | Count | FALSE |  | igJR0Uwlh5bLUPu+SkOEW7Dn0txBQzgwD/uBuiBmUOo= | C:\Temp\vw\test data\ppmd_templates_PTEM1.rvt | 1
ppmd_templates_PTEM1.rvt | PTEM1 - DOOR SCHEDULE | FALSE | Height¦ft - in | Height | FALSE |  | igJR0Uwlh5bLUPu+SkOEW7Dn0txBQzgwD/uBuiBmUOo= | C:\Temp\vw\test data\ppmd_templates_PTEM1.rvt | 7' - 0"
ppmd_templates_PTEM1.rvt | PTEM1 - DOOR SCHEDULE | FALSE | Width¦ft - in | Width | FALSE |  | igJR0Uwlh5bLUPu+SkOEW7Dn0txBQzgwD/uBuiBmUOo= | C:\Temp\vw\test data\ppmd_templates_PTEM1.rvt | 3' - 6"
ppmd_templates_PTEM1.rvt | PTEM1 - DOOR SCHEDULE | FALSE | Notes | Type Comments | FALSE |  | igJR0Uwlh5bLUPu+SkOEW7Dn0txBQzgwD/uBuiBmUOo= | C:\Temp\vw\test data\ppmd_templates_PTEM1.rvt
ppmd_templates_PTEM1.rvt | PTEM1 - ELECTRICAL DESIGN | FALSE | Lighting¦LUX1 | Light_Level_LUX | TRUE | fc853981-f613-4f05-81bd-e48fb947424b | igJR0Uwlh5bLUPu+SkOEW7Dn0txBQzgwD/uBuiBmUOo= | C:\Temp\vw\test data\ppmd_templates_PTEM1.rvt | 500
ppmd_templates_PTEM1.rvt | PTEM1 - ELECTRICAL DESIGN | FALSE | Lighting¦Footcandles1 | Light_Level_FC | FALSE |  | igJR0Uwlh5bLUPu+SkOEW7Dn0txBQzgwD/uBuiBmUOo= | C:\Temp\vw\test data\ppmd_templates_PTEM1.rvt | 46
ppmd_templates_PTEM1.rvt | PTEM1 - ELECTRICAL DESIGN | FALSE | Lighting¦LUX2 | Light_Level_LUX2 | TRUE | 172f1cff-58cc-41cd-b888-0e7a81d2bf40 | igJR0Uwlh5bLUPu+SkOEW7Dn0txBQzgwD/uBuiBmUOo= | C:\Temp\vw\test data\ppmd_templates_PTEM1.rvt
ppmd_templates_PTEM1.rvt | PTEM1 - ELECTRICAL DESIGN | FALSE | Lighting¦Footcandles2 | Light_Level_FC2 | FALSE |  | igJR0Uwlh5bLUPu+SkOEW7Dn0txBQzgwD/uBuiBmUOo= | C:\Temp\vw\test data\ppmd_templates_PTEM1.rvt
ppmd_templates_PTEM1.rvt | PTEM1 - ELECTRICAL DESIGN | FALSE | Lighting¦Notes | Light_Notes | TRUE | a36245ac-ea57-45c2-bac5-bed4d04a4f78 | igJR0Uwlh5bLUPu+SkOEW7Dn0txBQzgwD/uBuiBmUOo= | C:\Temp\vw\test data\ppmd_templates_PTEM1.rvt
ppmd_templates_PTEM1.rvt | PTEM1 - ELECTRICAL DESIGN | FALSE | Lighting¦Notes2 | Light_Notes2 | TRUE | 6d0b4891-ce4c-45f8-9560-387866098a10 | igJR0Uwlh5bLUPu+SkOEW7Dn0txBQzgwD/uBuiBmUOo= | C:\Temp\vw\test data\ppmd_templates_PTEM1.rvt
ppmd_templates_PTEM1.rvt | PTEM1 - ELECTRICAL DESIGN | FALSE | Essential Power¦% Power | ES_Power% | TRUE | 7cbfe71a-865f-4cf4-b400-c67e3939439b | igJR0Uwlh5bLUPu+SkOEW7Dn0txBQzgwD/uBuiBmUOo= | C:\Temp\vw\test data\ppmd_templates_PTEM1.rvt
ppmd_templates_PTEM1.rvt | PTEM1 - ELECTRICAL DESIGN | FALSE | Essential Power¦% Light | ES_Light% | TRUE | af00a8bb-40cb-434a-a7e5-b4140f3c844f | igJR0Uwlh5bLUPu+SkOEW7Dn0txBQzgwD/uBuiBmUOo= | C:\Temp\vw\test data\ppmd_templates_PTEM1.rvt
ppmd_templates_PTEM1.rvt | PTEM1 - ELECTRICAL DESIGN | FALSE | Essential Power¦Notes | ES_Notes | TRUE | 0c3ae867-1060-40b5-bb68-261d16a167a0 | igJR0Uwlh5bLUPu+SkOEW7Dn0txBQzgwD/uBuiBmUOo= | C:\Temp\vw\test data\ppmd_templates_PTEM1.rvt
ppmd_templates_PTEM1.rvt | PTEM1 - EQUIPMENT SCHEDULE | TRUE | JSN | JSN | TRUE | 8632cd76-2ab9-457d-8db7-39197de446a2 | igJR0Uwlh5bLUPu+SkOEW7Dn0txBQzgwD/uBuiBmUOo= | C:\Temp\vw\test data\ppmd_templates_PTEM1.rvt | A1066¦A5075¦A5080¦A5106¦A5145¦A5180¦E0945¦F0205¦F0340¦F0355¦F2010¦F3200¦M1620¦M1801¦M3070¦M7725¦M8300¦P3100
ppmd_templates_PTEM1.rvt | PTEM1 - EQUIPMENT SCHEDULE | TRUE | Nomenclature | Nomenclature | TRUE | f004b755-1952-4a21-a1c1-98f41ef6a86c | igJR0Uwlh5bLUPu+SkOEW7Dn0txBQzgwD/uBuiBmUOo= | C:\Temp\vw\test data\ppmd_templates_PTEM1.rvt | Mirror, Float Glass, With SS Frame¦Dispenser, Soap, Disposable¦Dispenser, Paper Towel, SS, Surface Mounted¦Waste Disposal Unit, Sharps w/Glove Dispenser¦Hook, Garment, Double, SS, Surface Mounted¦Track, Cubicle, Surface Mounted, With Curtain¦Mobile, Workstation¦Chair, Side With Arms¦Stool, Self Adjusting¦Footstool, Straight¦Basket, Wastepaper, Step-On¦Clock, Battery, 12" Diameter¦Holder, Chart, Patient, Wall or Door Mounted¦Computer, Microprocessing, w/Flat Panel Monitor¦Hamper, Linen, Mobile, w/Lid¦Electromyograph¦Table, Examination/Treatment, Wood¦Lavatory, Vitreous China, Slab Type
ppmd_templates_PTEM1.rvt | PTEM1 - EQUIPMENT SCHEDULE | TRUE | Qty | Count | FALSE |  | igJR0Uwlh5bLUPu+SkOEW7Dn0txBQzgwD/uBuiBmUOo= | C:\Temp\vw\test data\ppmd_templates_PTEM1.rvt | 1¦1¦1¦1¦1¦1¦1¦1¦1¦1¦1¦1¦1¦1¦1¦1¦1¦1
ppmd_templates_PTEM1.rvt | PTEM1 - EQUIPMENT SCHEDULE | TRUE | LF | Comments | FALSE |  | igJR0Uwlh5bLUPu+SkOEW7Dn0txBQzgwD/uBuiBmUOo= | C:\Temp\vw\test data\ppmd_templates_PTEM1.rvt | 10'-0"
ppmd_templates_PTEM1.rvt | PTEM1 - EQUIPMENT SCHEDULE | TRUE | Logistics¦AR | CAT_Army | TRUE | fa0e0053-bcc4-42e8-881f-6a4690f994c9 | igJR0Uwlh5bLUPu+SkOEW7Dn0txBQzgwD/uBuiBmUOo= | C:\Temp\vw\test data\ppmd_templates_PTEM1.rvt | A¦C¦A¦C¦A¦A¦C¦C¦C¦C¦C¦C¦A¦C¦C¦C¦C¦A
ppmd_templates_PTEM1.rvt | PTEM1 - EQUIPMENT SCHEDULE | TRUE | Logistics¦NA | CAT_Navy | TRUE | 183e77a6-b75d-41a5-8f81-f6abfee236ec | igJR0Uwlh5bLUPu+SkOEW7Dn0txBQzgwD/uBuiBmUOo= | C:\Temp\vw\test data\ppmd_templates_PTEM1.rvt | A¦C¦A¦A¦A¦A¦C¦C¦C¦C¦C¦C¦A¦C¦C¦C¦C¦A
ppmd_templates_PTEM1.rvt | PTEM1 - EQUIPMENT SCHEDULE | TRUE | Logistics¦AF | CAT_AF | TRUE | 053816d3-2f83-4e72-9b30-0a25ff75573f | igJR0Uwlh5bLUPu+SkOEW7Dn0txBQzgwD/uBuiBmUOo= | C:\Temp\vw\test data\ppmd_templates_PTEM1.rvt | A¦C¦A¦C¦A¦A¦C¦C¦C¦C¦C¦C¦A¦C¦C¦C¦C¦A
ppmd_templates_PTEM1.rvt | PTEM1 - EQUIPMENT SCHEDULE | TRUE | Logistics¦VA | CAT_VA | TRUE | abab06e0-bc20-4958-a9a7-acf73c376614 | igJR0Uwlh5bLUPu+SkOEW7Dn0txBQzgwD/uBuiBmUOo= | C:\Temp\vw\test data\ppmd_templates_PTEM1.rvt | A¦C¦A¦C¦A¦A¦C¦C¦C¦C¦C¦C¦A¦C¦C¦C¦C¦A
ppmd_templates_PTEM1.rvt | PTEM1 - EQUIPMENT SCHEDULE | TRUE | Utilities¦1 | UTIL_1_WaterDrain | TRUE | 594b780e-c62e-473b-9f66-4d3db2fa1b7f | igJR0Uwlh5bLUPu+SkOEW7Dn0txBQzgwD/uBuiBmUOo= | C:\Temp\vw\test data\ppmd_templates_PTEM1.rvt | -¦-¦-¦-¦-¦-¦-¦-¦-¦-¦-¦-¦-¦-¦-¦-¦-¦D
ppmd_templates_PTEM1.rvt | PTEM1 - EQUIPMENT SCHEDULE | TRUE | Utilities¦2 | UTIL_2_Elec | TRUE | 28082216-138e-4a2f-9824-e96dbd7e3cd0 | igJR0Uwlh5bLUPu+SkOEW7Dn0txBQzgwD/uBuiBmUOo= | C:\Temp\vw\test data\ppmd_templates_PTEM1.rvt | -¦-¦-¦-¦-¦-¦-¦-¦-¦-¦-¦-¦-¦A¦-¦A¦-¦-
ppmd_templates_PTEM1.rvt | PTEM1 - EQUIPMENT SCHEDULE | TRUE | Utilities¦3 | UTIL_3_MedGas | TRUE | 22af1ef2-54f0-4b6e-b40a-7064dfb8769c | igJR0Uwlh5bLUPu+SkOEW7Dn0txBQzgwD/uBuiBmUOo= | C:\Temp\vw\test data\ppmd_templates_PTEM1.rvt | -¦-¦-¦-¦-¦-¦-¦-¦-¦-¦-¦-¦-¦-¦-¦-¦-¦-
ppmd_templates_PTEM1.rvt | PTEM1 - EQUIPMENT SCHEDULE | TRUE | Utilities¦4 | UTIL_4_MiscGas | TRUE | 745b8c3e-fd4a-4430-994a-d25826e1e484 | igJR0Uwlh5bLUPu+SkOEW7Dn0txBQzgwD/uBuiBmUOo= | C:\Temp\vw\test data\ppmd_templates_PTEM1.rvt | -¦-¦-¦-¦-¦-¦-¦-¦-¦-¦-¦-¦-¦-¦-¦-¦-¦-
ppmd_templates_PTEM1.rvt | PTEM1 - EQUIPMENT SCHEDULE | TRUE | Utilities¦5 | UTIL_5_NonMedGas | TRUE | 323edf97-d058-44ef-a0fb-1836c80554d8 | igJR0Uwlh5bLUPu+SkOEW7Dn0txBQzgwD/uBuiBmUOo= | C:\Temp\vw\test data\ppmd_templates_PTEM1.rvt | -¦-¦-¦-¦-¦-¦-¦-¦-¦-¦-¦-¦-¦-¦-¦-¦-¦-
ppmd_templates_PTEM1.rvt | PTEM1 - EQUIPMENT SCHEDULE | TRUE | Utilities¦6 | UTIL_6_Misc | TRUE | 38083e2d-8ba3-4868-9752-742b7a4a9586 | igJR0Uwlh5bLUPu+SkOEW7Dn0txBQzgwD/uBuiBmUOo= | C:\Temp\vw\test data\ppmd_templates_PTEM1.rvt | -¦-¦-¦-¦-¦-¦-¦-¦-¦-¦-¦-¦-¦-¦-¦-¦-¦-
ppmd_templates_PTEM1.rvt | PTEM1 - INTERIOR DESIGN | FALSE | Floor Finish¦Preferred | Floor Finish | FALSE |  | igJR0Uwlh5bLUPu+SkOEW7Dn0txBQzgwD/uBuiBmUOo= | C:\Temp\vw\test data\ppmd_templates_PTEM1.rvt | UT
ppmd_templates_PTEM1.rvt | PTEM1 - INTERIOR DESIGN | FALSE | Floor Finish¦Alternate | Floor Finish2 | TRUE | 4030719d-a272-441a-8bfa-d5eb510a1687 | igJR0Uwlh5bLUPu+SkOEW7Dn0txBQzgwD/uBuiBmUOo= | C:\Temp\vw\test data\ppmd_templates_PTEM1.rvt
ppmd_templates_PTEM1.rvt | PTEM1 - INTERIOR DESIGN | FALSE | Wall Finish¦Preferred | Wall Finish | FALSE |  | igJR0Uwlh5bLUPu+SkOEW7Dn0txBQzgwD/uBuiBmUOo= | C:\Temp\vw\test data\ppmd_templates_PTEM1.rvt | GPT
ppmd_templates_PTEM1.rvt | PTEM1 - INTERIOR DESIGN | FALSE | Wall Finish¦Alternate | Wall Finish2 | TRUE | 5a49d499-57b3-4e1f-afc0-4c041c862be1 | igJR0Uwlh5bLUPu+SkOEW7Dn0txBQzgwD/uBuiBmUOo= | C:\Temp\vw\test data\ppmd_templates_PTEM1.rvt | GPT
ppmd_templates_PTEM1.rvt | PTEM1 - INTERIOR DESIGN | FALSE | Ceiling Finish¦Preferred | Ceiling Finish | FALSE |  | igJR0Uwlh5bLUPu+SkOEW7Dn0txBQzgwD/uBuiBmUOo= | C:\Temp\vw\test data\ppmd_templates_PTEM1.rvt | AT1
ppmd_templates_PTEM1.rvt | PTEM1 - INTERIOR DESIGN | FALSE | Ceiling Finish¦Alternate | Ceiling Finish2 | TRUE | acb31fd1-378b-4329-97b0-400ae39b5bc4 | igJR0Uwlh5bLUPu+SkOEW7Dn0txBQzgwD/uBuiBmUOo= | C:\Temp\vw\test data\ppmd_templates_PTEM1.rvt
ppmd_templates_PTEM1.rvt | PTEM1 - INTERIOR DESIGN | FALSE | Room Height¦ft - in | Ceiling_Hgt_IP | TRUE | 9f14ca4f-2465-4385-a17c-7aa549f64c09 | igJR0Uwlh5bLUPu+SkOEW7Dn0txBQzgwD/uBuiBmUOo= | C:\Temp\vw\test data\ppmd_templates_PTEM1.rvt | 9' - 0"
ppmd_templates_PTEM1.rvt | PTEM1 - INTERIOR DESIGN | FALSE | Room Noise¦Min NC | Noise_NC_MIN | TRUE | 8c49df6c-7d6b-49fd-9459-f57d0921d704 | igJR0Uwlh5bLUPu+SkOEW7Dn0txBQzgwD/uBuiBmUOo= | C:\Temp\vw\test data\ppmd_templates_PTEM1.rvt | 35
ppmd_templates_PTEM1.rvt | PTEM1 - INTERIOR DESIGN | FALSE | Room Noise¦Max NC | Noise_NC_MAX | TRUE | 629b571a-1c14-443c-b8e8-1130b5edb513 | igJR0Uwlh5bLUPu+SkOEW7Dn0txBQzgwD/uBuiBmUOo= | C:\Temp\vw\test data\ppmd_templates_PTEM1.rvt | 45
ppmd_templates_PTEM1.rvt | PTEM1 - INTERIOR DESIGN | FALSE | Room Noise¦SC | Noise_SC | TRUE | 44bf9cd1-070a-432c-87d9-26a3211cfe07 | igJR0Uwlh5bLUPu+SkOEW7Dn0txBQzgwD/uBuiBmUOo= | C:\Temp\vw\test data\ppmd_templates_PTEM1.rvt | 40
ppmd_templates_PTEM1.rvt | PTEM1 - MECHANICAL DESIGN | FALSE | Air Balance | Air_Balance | TRUE | 587b3cf9-4450-4d95-b8ef-0e93665dbd91 | igJR0Uwlh5bLUPu+SkOEW7Dn0txBQzgwD/uBuiBmUOo= | C:\Temp\vw\test data\ppmd_templates_PTEM1.rvt | 0
ppmd_templates_PTEM1.rvt | PTEM1 - MECHANICAL DESIGN | FALSE | Air Changes Total | Air_Changes_Total | TRUE | 3988d7f3-0f28-4410-866c-5bc65e1d842a | igJR0Uwlh5bLUPu+SkOEW7Dn0txBQzgwD/uBuiBmUOo= | C:\Temp\vw\test data\ppmd_templates_PTEM1.rvt | 6
ppmd_templates_PTEM1.rvt | PTEM1 - MECHANICAL DESIGN | FALSE | Air Changes OA | Air_Changes_OA | TRUE | b7af949f-3b64-4f85-9391-d9f17dcaad1e | igJR0Uwlh5bLUPu+SkOEW7Dn0txBQzgwD/uBuiBmUOo= | C:\Temp\vw\test data\ppmd_templates_PTEM1.rvt | 2
ppmd_templates_PTEM1.rvt | PTEM1 - MECHANICAL DESIGN | FALSE | 100% Exhaust Air | Exhaust_Air_100% | TRUE | 62b97784-583b-47d5-90a3-a90bbb961b6e | igJR0Uwlh5bLUPu+SkOEW7Dn0txBQzgwD/uBuiBmUOo= | C:\Temp\vw\test data\ppmd_templates_PTEM1.rvt
ppmd_templates_PTEM1.rvt | PTEM1 - MECHANICAL DESIGN | FALSE | Summer Temp¦F | Temp_Summer_F | TRUE | 1cbf6964-bd0f-4852-b367-ef4828e2e2cc | igJR0Uwlh5bLUPu+SkOEW7Dn0txBQzgwD/uBuiBmUOo= | C:\Temp\vw\test data\ppmd_templates_PTEM1.rvt
ppmd_templates_PTEM1.rvt | PTEM1 - MECHANICAL DESIGN | FALSE | Summer Temp¦C | Temp_Summer_C | FALSE |  | igJR0Uwlh5bLUPu+SkOEW7Dn0txBQzgwD/uBuiBmUOo= | C:\Temp\vw\test data\ppmd_templates_PTEM1.rvt
ppmd_templates_PTEM1.rvt | PTEM1 - MECHANICAL DESIGN | FALSE | Summer Temp¦Note | Temp_Summer_Note | TRUE | 6248fa3c-bb43-4e1c-91bb-60e102e573b7 | igJR0Uwlh5bLUPu+SkOEW7Dn0txBQzgwD/uBuiBmUOo= | C:\Temp\vw\test data\ppmd_templates_PTEM1.rvt
ppmd_templates_PTEM1.rvt | PTEM1 - MECHANICAL DESIGN | FALSE | Winter Temp¦F | Temp_Winter_F | TRUE | b4f9888f-41ad-47ef-a6af-145b3de732c9 | igJR0Uwlh5bLUPu+SkOEW7Dn0txBQzgwD/uBuiBmUOo= | C:\Temp\vw\test data\ppmd_templates_PTEM1.rvt | 70
ppmd_templates_PTEM1.rvt | PTEM1 - MECHANICAL DESIGN | FALSE | Winter Temp¦C | Temp_Winter_C | FALSE |  | igJR0Uwlh5bLUPu+SkOEW7Dn0txBQzgwD/uBuiBmUOo= | C:\Temp\vw\test data\ppmd_templates_PTEM1.rvt | 21
ppmd_templates_PTEM1.rvt | PTEM1 - MECHANICAL DESIGN | FALSE | Winter Temp¦Note | Temp_Winter_Note | TRUE | aacd83fc-f530-464e-b089-01667d3c52cd | igJR0Uwlh5bLUPu+SkOEW7Dn0txBQzgwD/uBuiBmUOo= | C:\Temp\vw\test data\ppmd_templates_PTEM1.rvt
ppmd_templates_PTEM1.rvt | PTEM1 - MECHANICAL DESIGN | FALSE | Max Relative Humidity | Relative_Humidity | TRUE | 36ead6c1-4384-4a65-8654-06a60aef94cb | igJR0Uwlh5bLUPu+SkOEW7Dn0txBQzgwD/uBuiBmUOo= | C:\Temp\vw\test data\ppmd_templates_PTEM1.rvt
ppmd_templates_PTEM1.rvt | PTEM1 - MECHANICAL DESIGN | FALSE | Filtration¦Interm % | Filtration_Inter_% | TRUE | 4f03ad65-f905-419e-a0cf-8f58fe921fbc | igJR0Uwlh5bLUPu+SkOEW7Dn0txBQzgwD/uBuiBmUOo= | C:\Temp\vw\test data\ppmd_templates_PTEM1.rvt | 13
ppmd_templates_PTEM1.rvt | PTEM1 - MECHANICAL DESIGN | FALSE | Filtration¦Final % | Filtration_Final_% | TRUE | cc736e5f-46f5-476a-8d0a-ceb32d8d4e5a | igJR0Uwlh5bLUPu+SkOEW7Dn0txBQzgwD/uBuiBmUOo= | C:\Temp\vw\test data\ppmd_templates_PTEM1.rvt
ppmd_templates_PTEM1.rvt | PTEM1 - MECHANICAL DESIGN | FALSE | Notes | Mech_Notes | TRUE | a32df790-0ab9-4c4a-b19c-511c2eef6d56 | igJR0Uwlh5bLUPu+SkOEW7Dn0txBQzgwD/uBuiBmUOo= | C:\Temp\vw\test data\ppmd_templates_PTEM1.rvt
ppmd_templates_PTEM1.rvt | PTEM1 - MEDICAL GAS DESIGN | FALSE | MCA | MedGas_MCA | TRUE | 3b23ea7f-b9f1-4749-8a2b-eb6a4fab4cdc | igJR0Uwlh5bLUPu+SkOEW7Dn0txBQzgwD/uBuiBmUOo= | C:\Temp\vw\test data\ppmd_templates_PTEM1.rvt
ppmd_templates_PTEM1.rvt | PTEM1 - MEDICAL GAS DESIGN | FALSE | DCA | MedGas_DCA | TRUE | 20dc9c73-7465-4e8a-8300-4a8b5a46a91c | igJR0Uwlh5bLUPu+SkOEW7Dn0txBQzgwD/uBuiBmUOo= | C:\Temp\vw\test data\ppmd_templates_PTEM1.rvt
ppmd_templates_PTEM1.rvt | PTEM1 - MEDICAL GAS DESIGN | FALSE | LA | MedGas_LA | TRUE | 99801083-d820-4c5f-ad07-ab168e1bbda0 | igJR0Uwlh5bLUPu+SkOEW7Dn0txBQzgwD/uBuiBmUOo= | C:\Temp\vw\test data\ppmd_templates_PTEM1.rvt
ppmd_templates_PTEM1.rvt | PTEM1 - MEDICAL GAS DESIGN | FALSE | PA | MedGas_PA | TRUE | 55793ba6-1647-428e-86f6-5ce4153c7f2e | igJR0Uwlh5bLUPu+SkOEW7Dn0txBQzgwD/uBuiBmUOo= | C:\Temp\vw\test data\ppmd_templates_PTEM1.rvt
ppmd_templates_PTEM1.rvt | PTEM1 - MEDICAL GAS DESIGN | FALSE | MV | MedGas_MV | TRUE | 0a0bec6d-9172-4a2c-9fb3-7616a08f677a | igJR0Uwlh5bLUPu+SkOEW7Dn0txBQzgwD/uBuiBmUOo= | C:\Temp\vw\test data\ppmd_templates_PTEM1.rvt
ppmd_templates_PTEM1.rvt | PTEM1 - MEDICAL GAS DESIGN | FALSE | DHV | MedGas_DHV | TRUE | 79779898-9917-494b-a027-0013b44e14f1 | igJR0Uwlh5bLUPu+SkOEW7Dn0txBQzgwD/uBuiBmUOo= | C:\Temp\vw\test data\ppmd_templates_PTEM1.rvt
ppmd_templates_PTEM1.rvt | PTEM1 - MEDICAL GAS DESIGN | FALSE | DLV | MedGas_DLV | TRUE | bcdcef93-2e56-440a-a8f7-e9973eadba59 | igJR0Uwlh5bLUPu+SkOEW7Dn0txBQzgwD/uBuiBmUOo= | C:\Temp\vw\test data\ppmd_templates_PTEM1.rvt
ppmd_templates_PTEM1.rvt | PTEM1 - MEDICAL GAS DESIGN | FALSE | LDE | MedGas_LDE | TRUE | cc6496eb-fa04-4455-81d4-1dfb1e6aaa52 | igJR0Uwlh5bLUPu+SkOEW7Dn0txBQzgwD/uBuiBmUOo= | C:\Temp\vw\test data\ppmd_templates_PTEM1.rvt
ppmd_templates_PTEM1.rvt | PTEM1 - MEDICAL GAS DESIGN | FALSE | OX | MedGas_OX | TRUE | 59f6c2e0-639e-4476-adf0-a5c19b1199db | igJR0Uwlh5bLUPu+SkOEW7Dn0txBQzgwD/uBuiBmUOo= | C:\Temp\vw\test data\ppmd_templates_PTEM1.rvt
ppmd_templates_PTEM1.rvt | PTEM1 - MEDICAL GAS DESIGN | FALSE | NO | MedGas_NO | TRUE | 1f31b342-99ad-494b-90ce-f27b8fc04b75 | igJR0Uwlh5bLUPu+SkOEW7Dn0txBQzgwD/uBuiBmUOo= | C:\Temp\vw\test data\ppmd_templates_PTEM1.rvt
ppmd_templates_PTEM1.rvt | PTEM1 - MEDICAL GAS DESIGN | FALSE | NI | MedGas_NI | TRUE | ea24567d-1f4e-45f9-907f-a79ef8b323b1 | igJR0Uwlh5bLUPu+SkOEW7Dn0txBQzgwD/uBuiBmUOo= | C:\Temp\vw\test data\ppmd_templates_PTEM1.rvt
ppmd_templates_PTEM1.rvt | PTEM1 - MEDICAL GAS DESIGN | FALSE | WAGD | MedGas_WAGD | TRUE | 1aa3572e-5073-44b4-acb3-ff8739230b69 | igJR0Uwlh5bLUPu+SkOEW7Dn0txBQzgwD/uBuiBmUOo= | C:\Temp\vw\test data\ppmd_templates_PTEM1.rvt
ppmd_templates_PTEM1.rvt | PTEM1 - MEDICAL GAS DESIGN | FALSE | Notes1 | MedGas_Notes | TRUE | 69d1283f-21ef-46f3-9ebb-e36d00ef4da3 | igJR0Uwlh5bLUPu+SkOEW7Dn0txBQzgwD/uBuiBmUOo= | C:\Temp\vw\test data\ppmd_templates_PTEM1.rvt
ppmd_templates_PTEM1.rvt | PTEM1 - MEDICAL GAS DESIGN | FALSE | Notes2 | MedGas_Notes2 | TRUE | 867f4341-094b-4cc7-b128-8c28392e09cd | igJR0Uwlh5bLUPu+SkOEW7Dn0txBQzgwD/uBuiBmUOo= | C:\Temp\vw\test data\ppmd_templates_PTEM1.rvt
ppmd_templates_PTEM1.rvt | PTEM1 - STRUCTURAL DESIGN | FALSE | Structural Load¦psf | Str_FloorLoad_psf | TRUE | 654b90c9-d71e-4bcd-9f27-a1532becca95 | igJR0Uwlh5bLUPu+SkOEW7Dn0txBQzgwD/uBuiBmUOo= | C:\Temp\vw\test data\ppmd_templates_PTEM1.rvt | 60
ppmd_templates_PTEM1.rvt | PTEM1 - STRUCTURAL DESIGN | FALSE | Structural Load¦kPA | Str_FloorLoad_kPA | FALSE |  | igJR0Uwlh5bLUPu+SkOEW7Dn0txBQzgwD/uBuiBmUOo= | C:\Temp\vw\test data\ppmd_templates_PTEM1.rvt | 3
ppmd_templates_PTEM1.rvt | PTEM1 - STRUCTURAL DESIGN | FALSE | Notes | Str_Notes | TRUE | 509b36e6-cf53-4158-b357-61e3cedd6faa | igJR0Uwlh5bLUPu+SkOEW7Dn0txBQzgwD/uBuiBmUOo= | C:\Temp\vw\test data\ppmd_templates_PTEM1.rvt
ppmd_templates_PTTC1.rvt | PTTC2 - DATA/TELEPHONE EQUIPMENT | FALSE | JSN | JSN | TRUE | 8632cd76-2ab9-457d-8db7-39197de446a2 | BChiV7Krjr+skKXcnc20FI/TfcmZpzMIKiCzgtllCk4= | C:\Temp\vw\test data\ppmd_templates_PTTC1.rvt | A1010¦A1014
ppmd_templates_PTTC1.rvt | PTTC2 - DATA/TELEPHONE EQUIPMENT | FALSE | Nomenclature | Nomenclature | TRUE | f004b755-1952-4a21-a1c1-98f41ef6a86c | BChiV7Krjr+skKXcnc20FI/TfcmZpzMIKiCzgtllCk4= | C:\Temp\vw\test data\ppmd_templates_PTTC1.rvt | Telecommunication Outlet¦Telephone, Wall Mounted, 1 Line, with Speaker
ppmd_templates_PTTC1.rvt | PTTC2 - DATA/TELEPHONE EQUIPMENT | FALSE | Qty | Count | FALSE |  | BChiV7Krjr+skKXcnc20FI/TfcmZpzMIKiCzgtllCk4= | C:\Temp\vw\test data\ppmd_templates_PTTC1.rvt | 2¦1
ppmd_templates_PTTC1.rvt | PTTC2 - DATA/TELEPHONE EQUIPMENT | FALSE | Logistics¦AR | CAT_Army | TRUE | fa0e0053-bcc4-42e8-881f-6a4690f994c9 | BChiV7Krjr+skKXcnc20FI/TfcmZpzMIKiCzgtllCk4= | C:\Temp\vw\test data\ppmd_templates_PTTC1.rvt | A¦A
ppmd_templates_PTTC1.rvt | PTTC2 - DATA/TELEPHONE EQUIPMENT | FALSE | Logistics¦NA | CAT_Navy | TRUE | 183e77a6-b75d-41a5-8f81-f6abfee236ec | BChiV7Krjr+skKXcnc20FI/TfcmZpzMIKiCzgtllCk4= | C:\Temp\vw\test data\ppmd_templates_PTTC1.rvt | A¦A
ppmd_templates_PTTC1.rvt | PTTC2 - DATA/TELEPHONE EQUIPMENT | FALSE | Logistics¦AF | CAT_AF | TRUE | 053816d3-2f83-4e72-9b30-0a25ff75573f | BChiV7Krjr+skKXcnc20FI/TfcmZpzMIKiCzgtllCk4= | C:\Temp\vw\test data\ppmd_templates_PTTC1.rvt | A¦A
ppmd_templates_PTTC1.rvt | PTTC2 - DATA/TELEPHONE EQUIPMENT | FALSE | Logistics¦VA | CAT_VA | TRUE | abab06e0-bc20-4958-a9a7-acf73c376614 | BChiV7Krjr+skKXcnc20FI/TfcmZpzMIKiCzgtllCk4= | C:\Temp\vw\test data\ppmd_templates_PTTC1.rvt | A¦A
ppmd_templates_PTTC1.rvt | PTTC2 - DOOR SCHEDULE | FALSE | Mark | Construction Type | FALSE |  | BChiV7Krjr+skKXcnc20FI/TfcmZpzMIKiCzgtllCk4= | C:\Temp\vw\test data\ppmd_templates_PTTC1.rvt
ppmd_templates_PTTC1.rvt | PTTC2 - DOOR SCHEDULE | FALSE | Type | Family | FALSE |  | BChiV7Krjr+skKXcnc20FI/TfcmZpzMIKiCzgtllCk4= | C:\Temp\vw\test data\ppmd_templates_PTTC1.rvt
ppmd_templates_PTTC1.rvt | PTTC2 - DOOR SCHEDULE | FALSE | Count | Count | FALSE |  | BChiV7Krjr+skKXcnc20FI/TfcmZpzMIKiCzgtllCk4= | C:\Temp\vw\test data\ppmd_templates_PTTC1.rvt
ppmd_templates_PTTC1.rvt | PTTC2 - DOOR SCHEDULE | FALSE | Height¦0 ft - 0 in | Height | FALSE |  | BChiV7Krjr+skKXcnc20FI/TfcmZpzMIKiCzgtllCk4= | C:\Temp\vw\test data\ppmd_templates_PTTC1.rvt
ppmd_templates_PTTC1.rvt | PTTC2 - DOOR SCHEDULE | FALSE | Width¦0 ft - 0 in | Width | FALSE |  | BChiV7Krjr+skKXcnc20FI/TfcmZpzMIKiCzgtllCk4= | C:\Temp\vw\test data\ppmd_templates_PTTC1.rvt
ppmd_templates_PTTC1.rvt | PTTC2 - DOOR SCHEDULE | FALSE | Notes | Type Comments | FALSE |  | BChiV7Krjr+skKXcnc20FI/TfcmZpzMIKiCzgtllCk4= | C:\Temp\vw\test data\ppmd_templates_PTTC1.rvt
ppmd_templates_PTTC1.rvt | PTTC2 - ELECTRICAL DESIGN | FALSE | Lighting¦LUX1 | Light_Level_LUX | TRUE | fc853981-f613-4f05-81bd-e48fb947424b | BChiV7Krjr+skKXcnc20FI/TfcmZpzMIKiCzgtllCk4= | C:\Temp\vw\test data\ppmd_templates_PTTC1.rvt | 500
ppmd_templates_PTTC1.rvt | PTTC2 - ELECTRICAL DESIGN | FALSE | Lighting¦Footcandles1 | Light_Level_FC | FALSE |  | BChiV7Krjr+skKXcnc20FI/TfcmZpzMIKiCzgtllCk4= | C:\Temp\vw\test data\ppmd_templates_PTTC1.rvt | 46
ppmd_templates_PTTC1.rvt | PTTC2 - ELECTRICAL DESIGN | FALSE | Lighting¦LUX2 | Light_Level_LUX2 | TRUE | 172f1cff-58cc-41cd-b888-0e7a81d2bf40 | BChiV7Krjr+skKXcnc20FI/TfcmZpzMIKiCzgtllCk4= | C:\Temp\vw\test data\ppmd_templates_PTTC1.rvt | 0
ppmd_templates_PTTC1.rvt | PTTC2 - ELECTRICAL DESIGN | FALSE | Lighting¦Footcandles2 | Light_Level_FC2 | FALSE |  | BChiV7Krjr+skKXcnc20FI/TfcmZpzMIKiCzgtllCk4= | C:\Temp\vw\test data\ppmd_templates_PTTC1.rvt | 0
ppmd_templates_PTTC1.rvt | PTTC2 - ELECTRICAL DESIGN | FALSE | Lighting¦Notes | Light_Notes | TRUE | a36245ac-ea57-45c2-bac5-bed4d04a4f78 | BChiV7Krjr+skKXcnc20FI/TfcmZpzMIKiCzgtllCk4= | C:\Temp\vw\test data\ppmd_templates_PTTC1.rvt
ppmd_templates_PTTC1.rvt | PTTC2 - ELECTRICAL DESIGN | FALSE | Lighting¦Notes2 | Light_Notes2 | TRUE | 6d0b4891-ce4c-45f8-9560-387866098a10 | BChiV7Krjr+skKXcnc20FI/TfcmZpzMIKiCzgtllCk4= | C:\Temp\vw\test data\ppmd_templates_PTTC1.rvt
ppmd_templates_PTTC1.rvt | PTTC2 - ELECTRICAL DESIGN | FALSE | Essential Power¦% Power | ES_Power% | TRUE | 7cbfe71a-865f-4cf4-b400-c67e3939439b | BChiV7Krjr+skKXcnc20FI/TfcmZpzMIKiCzgtllCk4= | C:\Temp\vw\test data\ppmd_templates_PTTC1.rvt
ppmd_templates_PTTC1.rvt | PTTC2 - ELECTRICAL DESIGN | FALSE | Essential Power¦% Light | ES_Light% | TRUE | af00a8bb-40cb-434a-a7e5-b4140f3c844f | BChiV7Krjr+skKXcnc20FI/TfcmZpzMIKiCzgtllCk4= | C:\Temp\vw\test data\ppmd_templates_PTTC1.rvt
ppmd_templates_PTTC1.rvt | PTTC2 - ELECTRICAL DESIGN | FALSE | Essential Power¦Notes | ES_Notes | TRUE | 0c3ae867-1060-40b5-bb68-261d16a167a0 | BChiV7Krjr+skKXcnc20FI/TfcmZpzMIKiCzgtllCk4= | C:\Temp\vw\test data\ppmd_templates_PTTC1.rvt | -
ppmd_templates_PTTC1.rvt | PTTC2 - EQUIPMENT SCHEDULE | TRUE | JSN | JSN | TRUE | 8632cd76-2ab9-457d-8db7-39197de446a2 | BChiV7Krjr+skKXcnc20FI/TfcmZpzMIKiCzgtllCk4= | C:\Temp\vw\test data\ppmd_templates_PTTC1.rvt | A5106¦A5145¦A5180¦E0948¦F0340¦F0355¦F2010¦M8315
ppmd_templates_PTTC1.rvt | PTTC2 - EQUIPMENT SCHEDULE | TRUE | Nomenclature | Nomenclature | TRUE | f004b755-1952-4a21-a1c1-98f41ef6a86c | BChiV7Krjr+skKXcnc20FI/TfcmZpzMIKiCzgtllCk4= | C:\Temp\vw\test data\ppmd_templates_PTTC1.rvt | Waste Disposal Unit, Sharps w/Glove Dispenser¦Hook, Garment, Double, SS, Surface Mounted¦Track, Cubicle, Surface Mounted, With Curtain¦Cart, General Storage, Mobile, 42"H x 32"W x 22"D¦Stool, Self Adjusting¦Footstool, Straight¦Basket, Wastepaper, Step-On¦Table, Traction, Physical Therapy
ppmd_templates_PTTC1.rvt | PTTC2 - EQUIPMENT SCHEDULE | TRUE | Qty | Count | FALSE |  | BChiV7Krjr+skKXcnc20FI/TfcmZpzMIKiCzgtllCk4= | C:\Temp\vw\test data\ppmd_templates_PTTC1.rvt | 1¦1¦1¦1¦1¦1¦1¦1
ppmd_templates_PTTC1.rvt | PTTC2 - EQUIPMENT SCHEDULE | TRUE | LF | Comments | FALSE |  | BChiV7Krjr+skKXcnc20FI/TfcmZpzMIKiCzgtllCk4= | C:\Temp\vw\test data\ppmd_templates_PTTC1.rvt | 10'-0"
ppmd_templates_PTTC1.rvt | PTTC2 - EQUIPMENT SCHEDULE | TRUE | Logistics¦AR | CAT_Army | TRUE | fa0e0053-bcc4-42e8-881f-6a4690f994c9 | BChiV7Krjr+skKXcnc20FI/TfcmZpzMIKiCzgtllCk4= | C:\Temp\vw\test data\ppmd_templates_PTTC1.rvt | C¦A¦A¦C¦C¦C¦C¦C
ppmd_templates_PTTC1.rvt | PTTC2 - EQUIPMENT SCHEDULE | TRUE | Logistics¦NA | CAT_Navy | TRUE | 183e77a6-b75d-41a5-8f81-f6abfee236ec | BChiV7Krjr+skKXcnc20FI/TfcmZpzMIKiCzgtllCk4= | C:\Temp\vw\test data\ppmd_templates_PTTC1.rvt | A¦A¦A¦C¦C¦C¦C¦C
ppmd_templates_PTTC1.rvt | PTTC2 - EQUIPMENT SCHEDULE | TRUE | Logistics¦AF | CAT_AF | TRUE | 053816d3-2f83-4e72-9b30-0a25ff75573f | BChiV7Krjr+skKXcnc20FI/TfcmZpzMIKiCzgtllCk4= | C:\Temp\vw\test data\ppmd_templates_PTTC1.rvt | C¦A¦A¦C¦C¦C¦C¦C
ppmd_templates_PTTC1.rvt | PTTC2 - EQUIPMENT SCHEDULE | TRUE | Logistics¦VA | CAT_VA | TRUE | abab06e0-bc20-4958-a9a7-acf73c376614 | BChiV7Krjr+skKXcnc20FI/TfcmZpzMIKiCzgtllCk4= | C:\Temp\vw\test data\ppmd_templates_PTTC1.rvt | C¦A¦A¦C¦C¦C¦C¦C
ppmd_templates_PTTC1.rvt | PTTC2 - EQUIPMENT SCHEDULE | TRUE | Utilities¦1 | UTIL_1_WaterDrain | TRUE | 594b780e-c62e-473b-9f66-4d3db2fa1b7f | BChiV7Krjr+skKXcnc20FI/TfcmZpzMIKiCzgtllCk4= | C:\Temp\vw\test data\ppmd_templates_PTTC1.rvt | -¦-¦-¦-¦-¦-¦-¦-
ppmd_templates_PTTC1.rvt | PTTC2 - EQUIPMENT SCHEDULE | TRUE | Utilities¦2 | UTIL_2_Elec | TRUE | 28082216-138e-4a2f-9824-e96dbd7e3cd0 | BChiV7Krjr+skKXcnc20FI/TfcmZpzMIKiCzgtllCk4= | C:\Temp\vw\test data\ppmd_templates_PTTC1.rvt | -¦-¦-¦-¦-¦-¦-¦A
ppmd_templates_PTTC1.rvt | PTTC2 - EQUIPMENT SCHEDULE | TRUE | Utilities¦3 | UTIL_3_MedGas | TRUE | 22af1ef2-54f0-4b6e-b40a-7064dfb8769c | BChiV7Krjr+skKXcnc20FI/TfcmZpzMIKiCzgtllCk4= | C:\Temp\vw\test data\ppmd_templates_PTTC1.rvt | -¦-¦-¦-¦-¦-¦-¦-
ppmd_templates_PTTC1.rvt | PTTC2 - EQUIPMENT SCHEDULE | TRUE | Utilities¦4 | UTIL_4_MiscGas | TRUE | 745b8c3e-fd4a-4430-994a-d25826e1e484 | BChiV7Krjr+skKXcnc20FI/TfcmZpzMIKiCzgtllCk4= | C:\Temp\vw\test data\ppmd_templates_PTTC1.rvt | -¦-¦-¦-¦-¦-¦-¦-
ppmd_templates_PTTC1.rvt | PTTC2 - EQUIPMENT SCHEDULE | TRUE | Utilities¦5 | UTIL_5_NonMedGas | TRUE | 323edf97-d058-44ef-a0fb-1836c80554d8 | BChiV7Krjr+skKXcnc20FI/TfcmZpzMIKiCzgtllCk4= | C:\Temp\vw\test data\ppmd_templates_PTTC1.rvt | -¦-¦-¦-¦-¦-¦-¦-
ppmd_templates_PTTC1.rvt | PTTC2 - EQUIPMENT SCHEDULE | TRUE | Utilities¦6 | UTIL_6_Misc | TRUE | 38083e2d-8ba3-4868-9752-742b7a4a9586 | BChiV7Krjr+skKXcnc20FI/TfcmZpzMIKiCzgtllCk4= | C:\Temp\vw\test data\ppmd_templates_PTTC1.rvt | -¦-¦-¦-¦-¦-¦-¦-
ppmd_templates_PTTC1.rvt | PTTC2 - INTERIOR DESIGN | FALSE | Floor Finish¦Preferred | Floor Finish | FALSE |  | BChiV7Krjr+skKXcnc20FI/TfcmZpzMIKiCzgtllCk4= | C:\Temp\vw\test data\ppmd_templates_PTTC1.rvt | VT
ppmd_templates_PTTC1.rvt | PTTC2 - INTERIOR DESIGN | FALSE | Floor Finish¦Alternate | Floor Finish2 | TRUE | 4030719d-a272-441a-8bfa-d5eb510a1687 | BChiV7Krjr+skKXcnc20FI/TfcmZpzMIKiCzgtllCk4= | C:\Temp\vw\test data\ppmd_templates_PTTC1.rvt | CP
ppmd_templates_PTTC1.rvt | PTTC2 - INTERIOR DESIGN | FALSE | Wall Finish¦Preferred | Wall Finish | FALSE |  | BChiV7Krjr+skKXcnc20FI/TfcmZpzMIKiCzgtllCk4= | C:\Temp\vw\test data\ppmd_templates_PTTC1.rvt | GPT
ppmd_templates_PTTC1.rvt | PTTC2 - INTERIOR DESIGN | FALSE | Wall Finish¦Alternate | Wall Finish2 | TRUE | 5a49d499-57b3-4e1f-afc0-4c041c862be1 | BChiV7Krjr+skKXcnc20FI/TfcmZpzMIKiCzgtllCk4= | C:\Temp\vw\test data\ppmd_templates_PTTC1.rvt | GPT
ppmd_templates_PTTC1.rvt | PTTC2 - INTERIOR DESIGN | FALSE | Ceiling Finish¦Preferred | Ceiling Finish | FALSE |  | BChiV7Krjr+skKXcnc20FI/TfcmZpzMIKiCzgtllCk4= | C:\Temp\vw\test data\ppmd_templates_PTTC1.rvt | AT1
ppmd_templates_PTTC1.rvt | PTTC2 - INTERIOR DESIGN | FALSE | Ceiling Finish¦Alternate | Ceiling Finish2 | TRUE | acb31fd1-378b-4329-97b0-400ae39b5bc4 | BChiV7Krjr+skKXcnc20FI/TfcmZpzMIKiCzgtllCk4= | C:\Temp\vw\test data\ppmd_templates_PTTC1.rvt | -
ppmd_templates_PTTC1.rvt | PTTC2 - INTERIOR DESIGN | FALSE | Room Height¦ft - in | Ceiling_Hgt_IP | TRUE | 9f14ca4f-2465-4385-a17c-7aa549f64c09 | BChiV7Krjr+skKXcnc20FI/TfcmZpzMIKiCzgtllCk4= | C:\Temp\vw\test data\ppmd_templates_PTTC1.rvt | 9' - 0"
ppmd_templates_PTTC1.rvt | PTTC2 - INTERIOR DESIGN | FALSE | Room Noise¦Min NC | Noise_NC_MIN | TRUE | 8c49df6c-7d6b-49fd-9459-f57d0921d704 | BChiV7Krjr+skKXcnc20FI/TfcmZpzMIKiCzgtllCk4= | C:\Temp\vw\test data\ppmd_templates_PTTC1.rvt | 35
ppmd_templates_PTTC1.rvt | PTTC2 - INTERIOR DESIGN | FALSE | Room Noise¦Max NC | Noise_NC_MAX | TRUE | 629b571a-1c14-443c-b8e8-1130b5edb513 | BChiV7Krjr+skKXcnc20FI/TfcmZpzMIKiCzgtllCk4= | C:\Temp\vw\test data\ppmd_templates_PTTC1.rvt | 40
ppmd_templates_PTTC1.rvt | PTTC2 - INTERIOR DESIGN | FALSE | Room Noise¦SC | Noise_SC | TRUE | 44bf9cd1-070a-432c-87d9-26a3211cfe07 | BChiV7Krjr+skKXcnc20FI/TfcmZpzMIKiCzgtllCk4= | C:\Temp\vw\test data\ppmd_templates_PTTC1.rvt | 40
ppmd_templates_PTTC1.rvt | PTTC2 - MECHANICAL DESIGN | FALSE | Air Balance | Air_Balance | TRUE | 587b3cf9-4450-4d95-b8ef-0e93665dbd91 | BChiV7Krjr+skKXcnc20FI/TfcmZpzMIKiCzgtllCk4= | C:\Temp\vw\test data\ppmd_templates_PTTC1.rvt | 0
ppmd_templates_PTTC1.rvt | PTTC2 - MECHANICAL DESIGN | FALSE | Air Changes Total | Air_Changes_Total | TRUE | 3988d7f3-0f28-4410-866c-5bc65e1d842a | BChiV7Krjr+skKXcnc20FI/TfcmZpzMIKiCzgtllCk4= | C:\Temp\vw\test data\ppmd_templates_PTTC1.rvt | 4
ppmd_templates_PTTC1.rvt | PTTC2 - MECHANICAL DESIGN | FALSE | Air Changes OA | Air_Changes_OA | TRUE | b7af949f-3b64-4f85-9391-d9f17dcaad1e | BChiV7Krjr+skKXcnc20FI/TfcmZpzMIKiCzgtllCk4= | C:\Temp\vw\test data\ppmd_templates_PTTC1.rvt | 2
ppmd_templates_PTTC1.rvt | PTTC2 - MECHANICAL DESIGN | FALSE | 100% Exhaust Air | Exhaust_Air_100% | TRUE | 62b97784-583b-47d5-90a3-a90bbb961b6e | BChiV7Krjr+skKXcnc20FI/TfcmZpzMIKiCzgtllCk4= | C:\Temp\vw\test data\ppmd_templates_PTTC1.rvt | -
ppmd_templates_PTTC1.rvt | PTTC2 - MECHANICAL DESIGN | FALSE | Summer Temp¦F | Temp_Summer_F | TRUE | 1cbf6964-bd0f-4852-b367-ef4828e2e2cc | BChiV7Krjr+skKXcnc20FI/TfcmZpzMIKiCzgtllCk4= | C:\Temp\vw\test data\ppmd_templates_PTTC1.rvt
ppmd_templates_PTTC1.rvt | PTTC2 - MECHANICAL DESIGN | FALSE | Summer Temp¦C | Temp_Summer_C | FALSE |  | BChiV7Krjr+skKXcnc20FI/TfcmZpzMIKiCzgtllCk4= | C:\Temp\vw\test data\ppmd_templates_PTTC1.rvt
ppmd_templates_PTTC1.rvt | PTTC2 - MECHANICAL DESIGN | FALSE | Summer Temp¦Note | Temp_Summer_Note | TRUE | 6248fa3c-bb43-4e1c-91bb-60e102e573b7 | BChiV7Krjr+skKXcnc20FI/TfcmZpzMIKiCzgtllCk4= | C:\Temp\vw\test data\ppmd_templates_PTTC1.rvt
ppmd_templates_PTTC1.rvt | PTTC2 - MECHANICAL DESIGN | FALSE | Winter Temp¦F | Temp_Winter_F | TRUE | b4f9888f-41ad-47ef-a6af-145b3de732c9 | BChiV7Krjr+skKXcnc20FI/TfcmZpzMIKiCzgtllCk4= | C:\Temp\vw\test data\ppmd_templates_PTTC1.rvt | 70
ppmd_templates_PTTC1.rvt | PTTC2 - MECHANICAL DESIGN | FALSE | Winter Temp¦C | Temp_Winter_C | FALSE |  | BChiV7Krjr+skKXcnc20FI/TfcmZpzMIKiCzgtllCk4= | C:\Temp\vw\test data\ppmd_templates_PTTC1.rvt | 21
ppmd_templates_PTTC1.rvt | PTTC2 - MECHANICAL DESIGN | FALSE | Winter Temp¦Note | Temp_Winter_Note | TRUE | aacd83fc-f530-464e-b089-01667d3c52cd | BChiV7Krjr+skKXcnc20FI/TfcmZpzMIKiCzgtllCk4= | C:\Temp\vw\test data\ppmd_templates_PTTC1.rvt
ppmd_templates_PTTC1.rvt | PTTC2 - MECHANICAL DESIGN | FALSE | Max Relative Humidity | Relative_Humidity | TRUE | 36ead6c1-4384-4a65-8654-06a60aef94cb | BChiV7Krjr+skKXcnc20FI/TfcmZpzMIKiCzgtllCk4= | C:\Temp\vw\test data\ppmd_templates_PTTC1.rvt | -
ppmd_templates_PTTC1.rvt | PTTC2 - MECHANICAL DESIGN | FALSE | Filtration¦Interm % | Filtration_Inter_% | TRUE | 4f03ad65-f905-419e-a0cf-8f58fe921fbc | BChiV7Krjr+skKXcnc20FI/TfcmZpzMIKiCzgtllCk4= | C:\Temp\vw\test data\ppmd_templates_PTTC1.rvt | -
ppmd_templates_PTTC1.rvt | PTTC2 - MECHANICAL DESIGN | FALSE | Filtration¦Final % | Filtration_Final_% | TRUE | cc736e5f-46f5-476a-8d0a-ceb32d8d4e5a | BChiV7Krjr+skKXcnc20FI/TfcmZpzMIKiCzgtllCk4= | C:\Temp\vw\test data\ppmd_templates_PTTC1.rvt | -
ppmd_templates_PTTC1.rvt | PTTC2 - MECHANICAL DESIGN | FALSE | Notes | Mech_Notes | TRUE | a32df790-0ab9-4c4a-b19c-511c2eef6d56 | BChiV7Krjr+skKXcnc20FI/TfcmZpzMIKiCzgtllCk4= | C:\Temp\vw\test data\ppmd_templates_PTTC1.rvt | -
ppmd_templates_PTTC1.rvt | PTTC2 - MEDICAL GAS DESIGN | FALSE | MCA | MedGas_MCA | TRUE | 3b23ea7f-b9f1-4749-8a2b-eb6a4fab4cdc | BChiV7Krjr+skKXcnc20FI/TfcmZpzMIKiCzgtllCk4= | C:\Temp\vw\test data\ppmd_templates_PTTC1.rvt | -
ppmd_templates_PTTC1.rvt | PTTC2 - MEDICAL GAS DESIGN | FALSE | DCA | MedGas_DCA | TRUE | 20dc9c73-7465-4e8a-8300-4a8b5a46a91c | BChiV7Krjr+skKXcnc20FI/TfcmZpzMIKiCzgtllCk4= | C:\Temp\vw\test data\ppmd_templates_PTTC1.rvt | -
ppmd_templates_PTTC1.rvt | PTTC2 - MEDICAL GAS DESIGN | FALSE | LA | MedGas_LA | TRUE | 99801083-d820-4c5f-ad07-ab168e1bbda0 | BChiV7Krjr+skKXcnc20FI/TfcmZpzMIKiCzgtllCk4= | C:\Temp\vw\test data\ppmd_templates_PTTC1.rvt | -
ppmd_templates_PTTC1.rvt | PTTC2 - MEDICAL GAS DESIGN | FALSE | PA | MedGas_PA | TRUE | 55793ba6-1647-428e-86f6-5ce4153c7f2e | BChiV7Krjr+skKXcnc20FI/TfcmZpzMIKiCzgtllCk4= | C:\Temp\vw\test data\ppmd_templates_PTTC1.rvt | -
ppmd_templates_PTTC1.rvt | PTTC2 - MEDICAL GAS DESIGN | FALSE | MV | MedGas_MV | TRUE | 0a0bec6d-9172-4a2c-9fb3-7616a08f677a | BChiV7Krjr+skKXcnc20FI/TfcmZpzMIKiCzgtllCk4= | C:\Temp\vw\test data\ppmd_templates_PTTC1.rvt | -
ppmd_templates_PTTC1.rvt | PTTC2 - MEDICAL GAS DESIGN | FALSE | DHV | MedGas_DHV | TRUE | 79779898-9917-494b-a027-0013b44e14f1 | BChiV7Krjr+skKXcnc20FI/TfcmZpzMIKiCzgtllCk4= | C:\Temp\vw\test data\ppmd_templates_PTTC1.rvt | -
ppmd_templates_PTTC1.rvt | PTTC2 - MEDICAL GAS DESIGN | FALSE | DLV | MedGas_DLV | TRUE | bcdcef93-2e56-440a-a8f7-e9973eadba59 | BChiV7Krjr+skKXcnc20FI/TfcmZpzMIKiCzgtllCk4= | C:\Temp\vw\test data\ppmd_templates_PTTC1.rvt | -
ppmd_templates_PTTC1.rvt | PTTC2 - MEDICAL GAS DESIGN | FALSE | LDE | MedGas_LDE | TRUE | cc6496eb-fa04-4455-81d4-1dfb1e6aaa52 | BChiV7Krjr+skKXcnc20FI/TfcmZpzMIKiCzgtllCk4= | C:\Temp\vw\test data\ppmd_templates_PTTC1.rvt | -
ppmd_templates_PTTC1.rvt | PTTC2 - MEDICAL GAS DESIGN | FALSE | OX | MedGas_OX | TRUE | 59f6c2e0-639e-4476-adf0-a5c19b1199db | BChiV7Krjr+skKXcnc20FI/TfcmZpzMIKiCzgtllCk4= | C:\Temp\vw\test data\ppmd_templates_PTTC1.rvt | -
ppmd_templates_PTTC1.rvt | PTTC2 - MEDICAL GAS DESIGN | FALSE | NO | MedGas_NO | TRUE | 1f31b342-99ad-494b-90ce-f27b8fc04b75 | BChiV7Krjr+skKXcnc20FI/TfcmZpzMIKiCzgtllCk4= | C:\Temp\vw\test data\ppmd_templates_PTTC1.rvt | -
ppmd_templates_PTTC1.rvt | PTTC2 - MEDICAL GAS DESIGN | FALSE | NI | MedGas_NI | TRUE | ea24567d-1f4e-45f9-907f-a79ef8b323b1 | BChiV7Krjr+skKXcnc20FI/TfcmZpzMIKiCzgtllCk4= | C:\Temp\vw\test data\ppmd_templates_PTTC1.rvt | -
ppmd_templates_PTTC1.rvt | PTTC2 - MEDICAL GAS DESIGN | FALSE | WAGD | MedGas_WAGD | TRUE | 1aa3572e-5073-44b4-acb3-ff8739230b69 | BChiV7Krjr+skKXcnc20FI/TfcmZpzMIKiCzgtllCk4= | C:\Temp\vw\test data\ppmd_templates_PTTC1.rvt | -
ppmd_templates_PTTC1.rvt | PTTC2 - MEDICAL GAS DESIGN | FALSE | Notes1 | MedGas_Notes | TRUE | 69d1283f-21ef-46f3-9ebb-e36d00ef4da3 | BChiV7Krjr+skKXcnc20FI/TfcmZpzMIKiCzgtllCk4= | C:\Temp\vw\test data\ppmd_templates_PTTC1.rvt | -
ppmd_templates_PTTC1.rvt | PTTC2 - MEDICAL GAS DESIGN | FALSE | Notes2 | MedGas_Notes2 | TRUE | 867f4341-094b-4cc7-b128-8c28392e09cd | BChiV7Krjr+skKXcnc20FI/TfcmZpzMIKiCzgtllCk4= | C:\Temp\vw\test data\ppmd_templates_PTTC1.rvt | -
ppmd_templates_PTTC1.rvt | PTTC2 - STRUCTURAL DESIGN | FALSE | Structural Load¦psf | Str_FloorLoad_psf | TRUE | 654b90c9-d71e-4bcd-9f27-a1532becca95 | BChiV7Krjr+skKXcnc20FI/TfcmZpzMIKiCzgtllCk4= | C:\Temp\vw\test data\ppmd_templates_PTTC1.rvt | 0
ppmd_templates_PTTC1.rvt | PTTC2 - STRUCTURAL DESIGN | FALSE | Structural Load¦kPA | Str_FloorLoad_kPA | FALSE |  | BChiV7Krjr+skKXcnc20FI/TfcmZpzMIKiCzgtllCk4= | C:\Temp\vw\test data\ppmd_templates_PTTC1.rvt | 0
ppmd_templates_PTTC1.rvt | PTTC2 - STRUCTURAL DESIGN | FALSE | Notes | Str_Notes | TRUE | 509b36e6-cf53-4158-b357-61e3cedd6faa | BChiV7Krjr+skKXcnc20FI/TfcmZpzMIKiCzgtllCk4= | C:\Temp\vw\test data\ppmd_templates_PTTC1.rvt | C
ppmd_templates_RDC01.rvt | RDC01 - DATA/TELEPHONE EQUIPMENT | FALSE | JSN | JSN | TRUE | 8632cd76-2ab9-457d-8db7-39197de446a2 | OgfRhEKmwLVy9zJ6pydmdtAPuprVVxV/Lz94oIXZruI= | C:\Temp\vw\test data\ppmd_templates_RDC01.rvt
ppmd_templates_RDC01.rvt | RDC01 - DATA/TELEPHONE EQUIPMENT | FALSE | Nomenclature | Nomenclature | TRUE | f004b755-1952-4a21-a1c1-98f41ef6a86c | OgfRhEKmwLVy9zJ6pydmdtAPuprVVxV/Lz94oIXZruI= | C:\Temp\vw\test data\ppmd_templates_RDC01.rvt
ppmd_templates_RDC01.rvt | RDC01 - DATA/TELEPHONE EQUIPMENT | FALSE | Qty | Count | FALSE |  | OgfRhEKmwLVy9zJ6pydmdtAPuprVVxV/Lz94oIXZruI= | C:\Temp\vw\test data\ppmd_templates_RDC01.rvt
ppmd_templates_RDC01.rvt | RDC01 - DATA/TELEPHONE EQUIPMENT | FALSE | Logistics¦AR | CAT_Army | TRUE | fa0e0053-bcc4-42e8-881f-6a4690f994c9 | OgfRhEKmwLVy9zJ6pydmdtAPuprVVxV/Lz94oIXZruI= | C:\Temp\vw\test data\ppmd_templates_RDC01.rvt
ppmd_templates_RDC01.rvt | RDC01 - DATA/TELEPHONE EQUIPMENT | FALSE | Logistics¦NA | CAT_Navy | TRUE | 183e77a6-b75d-41a5-8f81-f6abfee236ec | OgfRhEKmwLVy9zJ6pydmdtAPuprVVxV/Lz94oIXZruI= | C:\Temp\vw\test data\ppmd_templates_RDC01.rvt
ppmd_templates_RDC01.rvt | RDC01 - DATA/TELEPHONE EQUIPMENT | FALSE | Logistics¦AF | CAT_AF | TRUE | 053816d3-2f83-4e72-9b30-0a25ff75573f | OgfRhEKmwLVy9zJ6pydmdtAPuprVVxV/Lz94oIXZruI= | C:\Temp\vw\test data\ppmd_templates_RDC01.rvt
ppmd_templates_RDC01.rvt | RDC01 - DATA/TELEPHONE EQUIPMENT | FALSE | Logistics¦VA | CAT_VA | TRUE | abab06e0-bc20-4958-a9a7-acf73c376614 | OgfRhEKmwLVy9zJ6pydmdtAPuprVVxV/Lz94oIXZruI= | C:\Temp\vw\test data\ppmd_templates_RDC01.rvt
ppmd_templates_RDC01.rvt | RDC01 - DOOR SCHEDULE | FALSE | Mark | Construction Type | FALSE |  | OgfRhEKmwLVy9zJ6pydmdtAPuprVVxV/Lz94oIXZruI= | C:\Temp\vw\test data\ppmd_templates_RDC01.rvt | A
ppmd_templates_RDC01.rvt | RDC01 - DOOR SCHEDULE | FALSE | Type | Family | FALSE |  | OgfRhEKmwLVy9zJ6pydmdtAPuprVVxV/Lz94oIXZruI= | C:\Temp\vw\test data\ppmd_templates_RDC01.rvt | Single-Flush
ppmd_templates_RDC01.rvt | RDC01 - DOOR SCHEDULE | FALSE | Count | Count | FALSE |  | OgfRhEKmwLVy9zJ6pydmdtAPuprVVxV/Lz94oIXZruI= | C:\Temp\vw\test data\ppmd_templates_RDC01.rvt | 1
ppmd_templates_RDC01.rvt | RDC01 - DOOR SCHEDULE | FALSE | Height¦ft - in | Height | FALSE |  | OgfRhEKmwLVy9zJ6pydmdtAPuprVVxV/Lz94oIXZruI= | C:\Temp\vw\test data\ppmd_templates_RDC01.rvt | 7' - 0"
ppmd_templates_RDC01.rvt | RDC01 - DOOR SCHEDULE | FALSE | Width¦ft - in | Width | FALSE |  | OgfRhEKmwLVy9zJ6pydmdtAPuprVVxV/Lz94oIXZruI= | C:\Temp\vw\test data\ppmd_templates_RDC01.rvt | 3' - 0"
ppmd_templates_RDC01.rvt | RDC01 - DOOR SCHEDULE | FALSE | Hardware | Door_Hardware | TRUE | aada339e-27db-43a6-a49e-55c88563e0c3 | OgfRhEKmwLVy9zJ6pydmdtAPuprVVxV/Lz94oIXZruI= | C:\Temp\vw\test data\ppmd_templates_RDC01.rvt
ppmd_templates_RDC01.rvt | RDC01 - DOOR SCHEDULE | FALSE | Notes | Type Comments | FALSE |  | OgfRhEKmwLVy9zJ6pydmdtAPuprVVxV/Lz94oIXZruI= | C:\Temp\vw\test data\ppmd_templates_RDC01.rvt
ppmd_templates_RDC01.rvt | RDC01 - ELECTRICAL DESIGN | FALSE | Lighting¦LUX1 | Light_Level_LUX | TRUE | fc853981-f613-4f05-81bd-e48fb947424b | OgfRhEKmwLVy9zJ6pydmdtAPuprVVxV/Lz94oIXZruI= | C:\Temp\vw\test data\ppmd_templates_RDC01.rvt | 500
ppmd_templates_RDC01.rvt | RDC01 - ELECTRICAL DESIGN | FALSE | Lighting¦Footcandles1 | Light_Level_FC | FALSE |  | OgfRhEKmwLVy9zJ6pydmdtAPuprVVxV/Lz94oIXZruI= | C:\Temp\vw\test data\ppmd_templates_RDC01.rvt | 46
ppmd_templates_RDC01.rvt | RDC01 - ELECTRICAL DESIGN | FALSE | Lighting¦LUX2 | Light_Level_LUX2 | TRUE | 172f1cff-58cc-41cd-b888-0e7a81d2bf40 | OgfRhEKmwLVy9zJ6pydmdtAPuprVVxV/Lz94oIXZruI= | C:\Temp\vw\test data\ppmd_templates_RDC01.rvt | 1100
ppmd_templates_RDC01.rvt | RDC01 - ELECTRICAL DESIGN | FALSE | Lighting¦Footcandles2 | Light_Level_FC2 | FALSE |  | OgfRhEKmwLVy9zJ6pydmdtAPuprVVxV/Lz94oIXZruI= | C:\Temp\vw\test data\ppmd_templates_RDC01.rvt | 102
ppmd_templates_RDC01.rvt | RDC01 - ELECTRICAL DESIGN | FALSE | Lighting¦Notes | Light_Notes | TRUE | a36245ac-ea57-45c2-bac5-bed4d04a4f78 | OgfRhEKmwLVy9zJ6pydmdtAPuprVVxV/Lz94oIXZruI= | C:\Temp\vw\test data\ppmd_templates_RDC01.rvt | C
ppmd_templates_RDC01.rvt | RDC01 - ELECTRICAL DESIGN | FALSE | Lighting¦Notes2 | Light_Notes2 | TRUE | 6d0b4891-ce4c-45f8-9560-387866098a10 | OgfRhEKmwLVy9zJ6pydmdtAPuprVVxV/Lz94oIXZruI= | C:\Temp\vw\test data\ppmd_templates_RDC01.rvt
ppmd_templates_RDC01.rvt | RDC01 - ELECTRICAL DESIGN | FALSE | Essential Power¦% Power | ES_Power% | TRUE | 7cbfe71a-865f-4cf4-b400-c67e3939439b | OgfRhEKmwLVy9zJ6pydmdtAPuprVVxV/Lz94oIXZruI= | C:\Temp\vw\test data\ppmd_templates_RDC01.rvt | R
ppmd_templates_RDC01.rvt | RDC01 - ELECTRICAL DESIGN | FALSE | Essential Power¦% Light | ES_Light% | TRUE | af00a8bb-40cb-434a-a7e5-b4140f3c844f | OgfRhEKmwLVy9zJ6pydmdtAPuprVVxV/Lz94oIXZruI= | C:\Temp\vw\test data\ppmd_templates_RDC01.rvt | L
ppmd_templates_RDC01.rvt | RDC01 - ELECTRICAL DESIGN | FALSE | Essential Power¦Notes | ES_Notes | TRUE | 0c3ae867-1060-40b5-bb68-261d16a167a0 | OgfRhEKmwLVy9zJ6pydmdtAPuprVVxV/Lz94oIXZruI= | C:\Temp\vw\test data\ppmd_templates_RDC01.rvt | -
ppmd_templates_RDC01.rvt | RDC01 - EQUIPMENT SCHEDULE | TRUE | JSN | JSN | TRUE | 8632cd76-2ab9-457d-8db7-39197de446a2 | OgfRhEKmwLVy9zJ6pydmdtAPuprVVxV/Lz94oIXZruI= | C:\Temp\vw\test data\ppmd_templates_RDC01.rvt | A5107¦A5108¦E0948¦F0205¦F0340¦F2010¦F2422¦F3200¦M0505¦M1715¦M3072¦M4116¦M4255¦M4265¦M4905¦M7040¦M7845¦P8705
ppmd_templates_RDC01.rvt | RDC01 - EQUIPMENT SCHEDULE | TRUE | Nomenclature | Nomenclature | TRUE | f004b755-1952-4a21-a1c1-98f41ef6a86c | OgfRhEKmwLVy9zJ6pydmdtAPuprVVxV/Lz94oIXZruI= | C:\Temp\vw\test data\ppmd_templates_RDC01.rvt | Dispenser, Glove, Surgical/Examination, Wall Mntd¦Waste Disposal Unit, Sharps¦Cart, General Storage, Mobile, 42"H x 32"W x 22"D¦Chair, Side With Arms¦Stool, Self Adjusting¦Basket, Wastepaper, Step-On¦Lamp, Floor¦Clock, Battery, 12" Diameter¦Television, Color, Bedside¦Hemodialysis Unit, Hollow Fiber or Plate¦Frame, Infectious Waste Bag w/Lid¦Monitor, Vital Signs¦Stand, IV, Adjustable¦Pump, Volumetric, Infusion, Single Line¦Chair, Dialysis¦Table, Overbed¦Monitor, Physiological, Bedside, 4 Channel¦Dialysis Box, Recessed, Single Valve
ppmd_templates_RDC01.rvt | RDC01 - EQUIPMENT SCHEDULE | TRUE | Qty | Count | FALSE |  | OgfRhEKmwLVy9zJ6pydmdtAPuprVVxV/Lz94oIXZruI= | C:\Temp\vw\test data\ppmd_templates_RDC01.rvt | 1¦1¦1¦1¦1¦1¦1¦1¦1¦1¦1¦1¦1¦1¦1¦1¦1¦1
ppmd_templates_RDC01.rvt | RDC01 - EQUIPMENT SCHEDULE | TRUE | LF | Comments | FALSE |  | OgfRhEKmwLVy9zJ6pydmdtAPuprVVxV/Lz94oIXZruI= | C:\Temp\vw\test data\ppmd_templates_RDC01.rvt
ppmd_templates_RDC01.rvt | RDC01 - EQUIPMENT SCHEDULE | TRUE | Logistics¦AR | CAT_Army | TRUE | fa0e0053-bcc4-42e8-881f-6a4690f994c9 | OgfRhEKmwLVy9zJ6pydmdtAPuprVVxV/Lz94oIXZruI= | C:\Temp\vw\test data\ppmd_templates_RDC01.rvt | C¦C¦C¦C¦C¦C¦C¦C¦C¦C¦C¦C¦C¦C¦C¦C¦C¦A
ppmd_templates_RDC01.rvt | RDC01 - EQUIPMENT SCHEDULE | TRUE | Logistics¦NA | CAT_Navy | TRUE | 183e77a6-b75d-41a5-8f81-f6abfee236ec | OgfRhEKmwLVy9zJ6pydmdtAPuprVVxV/Lz94oIXZruI= | C:\Temp\vw\test data\ppmd_templates_RDC01.rvt | C¦C¦C¦C¦C¦C¦C¦C¦C¦C¦C¦C¦C¦C¦C¦C¦C¦A
ppmd_templates_RDC01.rvt | RDC01 - EQUIPMENT SCHEDULE | TRUE | Logistics¦AF | CAT_AF | TRUE | 053816d3-2f83-4e72-9b30-0a25ff75573f | OgfRhEKmwLVy9zJ6pydmdtAPuprVVxV/Lz94oIXZruI= | C:\Temp\vw\test data\ppmd_templates_RDC01.rvt | C¦C¦C¦C¦C¦C¦C¦C¦C¦C¦C¦C¦C¦C¦C¦C¦C¦A
ppmd_templates_RDC01.rvt | RDC01 - EQUIPMENT SCHEDULE | TRUE | Logistics¦VA | CAT_VA | TRUE | abab06e0-bc20-4958-a9a7-acf73c376614 | OgfRhEKmwLVy9zJ6pydmdtAPuprVVxV/Lz94oIXZruI= | C:\Temp\vw\test data\ppmd_templates_RDC01.rvt | C¦C¦C¦C¦C¦C¦C¦C¦C¦C¦C¦C¦C¦C¦C¦C¦C¦A
ppmd_templates_RDC01.rvt | RDC01 - EQUIPMENT SCHEDULE | TRUE | Utilities¦1 | UTIL_1_WaterDrain | TRUE | 594b780e-c62e-473b-9f66-4d3db2fa1b7f | OgfRhEKmwLVy9zJ6pydmdtAPuprVVxV/Lz94oIXZruI= | C:\Temp\vw\test data\ppmd_templates_RDC01.rvt | -¦-¦-¦-¦-¦-¦-¦-¦-¦E¦-¦-¦-¦-¦-¦-¦-¦B
ppmd_templates_RDC01.rvt | RDC01 - EQUIPMENT SCHEDULE | TRUE | Utilities¦2 | UTIL_2_Elec | TRUE | 28082216-138e-4a2f-9824-e96dbd7e3cd0 | OgfRhEKmwLVy9zJ6pydmdtAPuprVVxV/Lz94oIXZruI= | C:\Temp\vw\test data\ppmd_templates_RDC01.rvt | -¦-¦-¦-¦-¦-¦A¦-¦F¦A¦-¦A¦-¦A¦-¦-¦A¦-
ppmd_templates_RDC01.rvt | RDC01 - EQUIPMENT SCHEDULE | TRUE | Utilities¦3 | UTIL_3_MedGas | TRUE | 22af1ef2-54f0-4b6e-b40a-7064dfb8769c | OgfRhEKmwLVy9zJ6pydmdtAPuprVVxV/Lz94oIXZruI= | C:\Temp\vw\test data\ppmd_templates_RDC01.rvt | -¦-¦-¦-¦-¦-¦-¦-¦-¦-¦-¦-¦-¦-¦-¦-¦-¦-
ppmd_templates_RDC01.rvt | RDC01 - EQUIPMENT SCHEDULE | TRUE | Utilities¦4 | UTIL_4_MiscGas | TRUE | 745b8c3e-fd4a-4430-994a-d25826e1e484 | OgfRhEKmwLVy9zJ6pydmdtAPuprVVxV/Lz94oIXZruI= | C:\Temp\vw\test data\ppmd_templates_RDC01.rvt | -¦-¦-¦-¦-¦-¦-¦-¦-¦-¦-¦-¦-¦-¦-¦-¦-¦-
ppmd_templates_RDC01.rvt | RDC01 - EQUIPMENT SCHEDULE | TRUE | Utilities¦5 | UTIL_5_NonMedGas | TRUE | 323edf97-d058-44ef-a0fb-1836c80554d8 | OgfRhEKmwLVy9zJ6pydmdtAPuprVVxV/Lz94oIXZruI= | C:\Temp\vw\test data\ppmd_templates_RDC01.rvt | -¦-¦-¦-¦-¦-¦-¦-¦-¦-¦-¦-¦-¦-¦-¦-¦-¦-
ppmd_templates_RDC01.rvt | RDC01 - EQUIPMENT SCHEDULE | TRUE | Utilities¦6 | UTIL_6_Misc | TRUE | 38083e2d-8ba3-4868-9752-742b7a4a9586 | OgfRhEKmwLVy9zJ6pydmdtAPuprVVxV/Lz94oIXZruI= | C:\Temp\vw\test data\ppmd_templates_RDC01.rvt | -¦-¦-¦-¦-¦-¦-¦-¦-¦-¦-¦-¦-¦-¦-¦-¦D¦-
ppmd_templates_RDC01.rvt | RDC01 - INTERIOR DESIGN | FALSE | Floor Finish¦Preferred | Floor Finish | FALSE |  | OgfRhEKmwLVy9zJ6pydmdtAPuprVVxV/Lz94oIXZruI= | C:\Temp\vw\test data\ppmd_templates_RDC01.rvt
ppmd_templates_RDC01.rvt | RDC01 - INTERIOR DESIGN | FALSE | Floor Finish¦Alternate | Floor Finish2 | TRUE | 4030719d-a272-441a-8bfa-d5eb510a1687 | OgfRhEKmwLVy9zJ6pydmdtAPuprVVxV/Lz94oIXZruI= | C:\Temp\vw\test data\ppmd_templates_RDC01.rvt
ppmd_templates_RDC01.rvt | RDC01 - INTERIOR DESIGN | FALSE | Wall Finish¦Preferred | Wall Finish | FALSE |  | OgfRhEKmwLVy9zJ6pydmdtAPuprVVxV/Lz94oIXZruI= | C:\Temp\vw\test data\ppmd_templates_RDC01.rvt
ppmd_templates_RDC01.rvt | RDC01 - INTERIOR DESIGN | FALSE | Wall Finish¦Alternate | Wall Finish2 | TRUE | 5a49d499-57b3-4e1f-afc0-4c041c862be1 | OgfRhEKmwLVy9zJ6pydmdtAPuprVVxV/Lz94oIXZruI= | C:\Temp\vw\test data\ppmd_templates_RDC01.rvt
ppmd_templates_RDC01.rvt | RDC01 - INTERIOR DESIGN | FALSE | Ceiling Finish¦Preferred | Ceiling Finish | FALSE |  | OgfRhEKmwLVy9zJ6pydmdtAPuprVVxV/Lz94oIXZruI= | C:\Temp\vw\test data\ppmd_templates_RDC01.rvt
ppmd_templates_RDC01.rvt | RDC01 - INTERIOR DESIGN | FALSE | Ceiling Finish¦Alternate | Ceiling Finish2 | TRUE | acb31fd1-378b-4329-97b0-400ae39b5bc4 | OgfRhEKmwLVy9zJ6pydmdtAPuprVVxV/Lz94oIXZruI= | C:\Temp\vw\test data\ppmd_templates_RDC01.rvt
ppmd_templates_RDC01.rvt | RDC01 - INTERIOR DESIGN | FALSE | Room Height¦ft - in | Ceiling_Hgt_IP | TRUE | 9f14ca4f-2465-4385-a17c-7aa549f64c09 | OgfRhEKmwLVy9zJ6pydmdtAPuprVVxV/Lz94oIXZruI= | C:\Temp\vw\test data\ppmd_templates_RDC01.rvt
ppmd_templates_RDC01.rvt | RDC01 - INTERIOR DESIGN | FALSE | Room Noise¦Min NC | Noise_NC_MIN | TRUE | 8c49df6c-7d6b-49fd-9459-f57d0921d704 | OgfRhEKmwLVy9zJ6pydmdtAPuprVVxV/Lz94oIXZruI= | C:\Temp\vw\test data\ppmd_templates_RDC01.rvt
ppmd_templates_RDC01.rvt | RDC01 - INTERIOR DESIGN | FALSE | Room Noise¦Max NC | Noise_NC_MAX | TRUE | 629b571a-1c14-443c-b8e8-1130b5edb513 | OgfRhEKmwLVy9zJ6pydmdtAPuprVVxV/Lz94oIXZruI= | C:\Temp\vw\test data\ppmd_templates_RDC01.rvt
ppmd_templates_RDC01.rvt | RDC01 - INTERIOR DESIGN | FALSE | Room Noise¦SC | Noise_SC | TRUE | 44bf9cd1-070a-432c-87d9-26a3211cfe07 | OgfRhEKmwLVy9zJ6pydmdtAPuprVVxV/Lz94oIXZruI= | C:\Temp\vw\test data\ppmd_templates_RDC01.rvt
ppmd_templates_RDC01.rvt | RDC01 - MECHANICAL DESIGN | FALSE | Air Balance | Air_Balance | TRUE | 587b3cf9-4450-4d95-b8ef-0e93665dbd91 | OgfRhEKmwLVy9zJ6pydmdtAPuprVVxV/Lz94oIXZruI= | C:\Temp\vw\test data\ppmd_templates_RDC01.rvt
ppmd_templates_RDC01.rvt | RDC01 - MECHANICAL DESIGN | FALSE | Air Changes Total | Air_Changes_Total | TRUE | 3988d7f3-0f28-4410-866c-5bc65e1d842a | OgfRhEKmwLVy9zJ6pydmdtAPuprVVxV/Lz94oIXZruI= | C:\Temp\vw\test data\ppmd_templates_RDC01.rvt
ppmd_templates_RDC01.rvt | RDC01 - MECHANICAL DESIGN | FALSE | Air Changes OA | Air_Changes_OA | TRUE | b7af949f-3b64-4f85-9391-d9f17dcaad1e | OgfRhEKmwLVy9zJ6pydmdtAPuprVVxV/Lz94oIXZruI= | C:\Temp\vw\test data\ppmd_templates_RDC01.rvt
ppmd_templates_RDC01.rvt | RDC01 - MECHANICAL DESIGN | FALSE | 100% Exhaust Air | Exhaust_Air_100% | TRUE | 62b97784-583b-47d5-90a3-a90bbb961b6e | OgfRhEKmwLVy9zJ6pydmdtAPuprVVxV/Lz94oIXZruI= | C:\Temp\vw\test data\ppmd_templates_RDC01.rvt
ppmd_templates_RDC01.rvt | RDC01 - MECHANICAL DESIGN | FALSE | Summer Temp¦F | Temp_Summer_F | TRUE | 1cbf6964-bd0f-4852-b367-ef4828e2e2cc | OgfRhEKmwLVy9zJ6pydmdtAPuprVVxV/Lz94oIXZruI= | C:\Temp\vw\test data\ppmd_templates_RDC01.rvt
ppmd_templates_RDC01.rvt | RDC01 - MECHANICAL DESIGN | FALSE | Summer Temp¦C | Temp_Summer_C | FALSE |  | OgfRhEKmwLVy9zJ6pydmdtAPuprVVxV/Lz94oIXZruI= | C:\Temp\vw\test data\ppmd_templates_RDC01.rvt
ppmd_templates_RDC01.rvt | RDC01 - MECHANICAL DESIGN | FALSE | Summer Temp¦Note | Temp_Summer_Note | TRUE | 6248fa3c-bb43-4e1c-91bb-60e102e573b7 | OgfRhEKmwLVy9zJ6pydmdtAPuprVVxV/Lz94oIXZruI= | C:\Temp\vw\test data\ppmd_templates_RDC01.rvt
ppmd_templates_RDC01.rvt | RDC01 - MECHANICAL DESIGN | FALSE | Winter Temp¦F | Temp_Winter_F | TRUE | b4f9888f-41ad-47ef-a6af-145b3de732c9 | OgfRhEKmwLVy9zJ6pydmdtAPuprVVxV/Lz94oIXZruI= | C:\Temp\vw\test data\ppmd_templates_RDC01.rvt
ppmd_templates_RDC01.rvt | RDC01 - MECHANICAL DESIGN | FALSE | Winter Temp¦C | Temp_Winter_C | FALSE |  | OgfRhEKmwLVy9zJ6pydmdtAPuprVVxV/Lz94oIXZruI= | C:\Temp\vw\test data\ppmd_templates_RDC01.rvt
ppmd_templates_RDC01.rvt | RDC01 - MECHANICAL DESIGN | FALSE | Winter Temp¦Note | Temp_Winter_Note | TRUE | aacd83fc-f530-464e-b089-01667d3c52cd | OgfRhEKmwLVy9zJ6pydmdtAPuprVVxV/Lz94oIXZruI= | C:\Temp\vw\test data\ppmd_templates_RDC01.rvt
ppmd_templates_RDC01.rvt | RDC01 - MECHANICAL DESIGN | FALSE | Max Relative Humidity | Relative_Humidity | TRUE | 36ead6c1-4384-4a65-8654-06a60aef94cb | OgfRhEKmwLVy9zJ6pydmdtAPuprVVxV/Lz94oIXZruI= | C:\Temp\vw\test data\ppmd_templates_RDC01.rvt
ppmd_templates_RDC01.rvt | RDC01 - MECHANICAL DESIGN | FALSE | Filtration¦Interm % | Filtration_Inter_% | TRUE | 4f03ad65-f905-419e-a0cf-8f58fe921fbc | OgfRhEKmwLVy9zJ6pydmdtAPuprVVxV/Lz94oIXZruI= | C:\Temp\vw\test data\ppmd_templates_RDC01.rvt
ppmd_templates_RDC01.rvt | RDC01 - MECHANICAL DESIGN | FALSE | Filtration¦Final % | Filtration_Final_% | TRUE | cc736e5f-46f5-476a-8d0a-ceb32d8d4e5a | OgfRhEKmwLVy9zJ6pydmdtAPuprVVxV/Lz94oIXZruI= | C:\Temp\vw\test data\ppmd_templates_RDC01.rvt
ppmd_templates_RDC01.rvt | RDC01 - MECHANICAL DESIGN | FALSE | Notes | Mech_Notes | TRUE | a32df790-0ab9-4c4a-b19c-511c2eef6d56 | OgfRhEKmwLVy9zJ6pydmdtAPuprVVxV/Lz94oIXZruI= | C:\Temp\vw\test data\ppmd_templates_RDC01.rvt
ppmd_templates_RDC01.rvt | RDC01 - MEDICAL GAS DESIGN | FALSE | MCA | MedGas_MCA | TRUE | 3b23ea7f-b9f1-4749-8a2b-eb6a4fab4cdc | OgfRhEKmwLVy9zJ6pydmdtAPuprVVxV/Lz94oIXZruI= | C:\Temp\vw\test data\ppmd_templates_RDC01.rvt
ppmd_templates_RDC01.rvt | RDC01 - MEDICAL GAS DESIGN | FALSE | DCA | MedGas_DCA | TRUE | 20dc9c73-7465-4e8a-8300-4a8b5a46a91c | OgfRhEKmwLVy9zJ6pydmdtAPuprVVxV/Lz94oIXZruI= | C:\Temp\vw\test data\ppmd_templates_RDC01.rvt
ppmd_templates_RDC01.rvt | RDC01 - MEDICAL GAS DESIGN | FALSE | LA | MedGas_LA | TRUE | 99801083-d820-4c5f-ad07-ab168e1bbda0 | OgfRhEKmwLVy9zJ6pydmdtAPuprVVxV/Lz94oIXZruI= | C:\Temp\vw\test data\ppmd_templates_RDC01.rvt
ppmd_templates_RDC01.rvt | RDC01 - MEDICAL GAS DESIGN | FALSE | PA | MedGas_PA | TRUE | 55793ba6-1647-428e-86f6-5ce4153c7f2e | OgfRhEKmwLVy9zJ6pydmdtAPuprVVxV/Lz94oIXZruI= | C:\Temp\vw\test data\ppmd_templates_RDC01.rvt
ppmd_templates_RDC01.rvt | RDC01 - MEDICAL GAS DESIGN | FALSE | MV | MedGas_MV | TRUE | 0a0bec6d-9172-4a2c-9fb3-7616a08f677a | OgfRhEKmwLVy9zJ6pydmdtAPuprVVxV/Lz94oIXZruI= | C:\Temp\vw\test data\ppmd_templates_RDC01.rvt
ppmd_templates_RDC01.rvt | RDC01 - MEDICAL GAS DESIGN | FALSE | DHV | MedGas_DHV | TRUE | 79779898-9917-494b-a027-0013b44e14f1 | OgfRhEKmwLVy9zJ6pydmdtAPuprVVxV/Lz94oIXZruI= | C:\Temp\vw\test data\ppmd_templates_RDC01.rvt
ppmd_templates_RDC01.rvt | RDC01 - MEDICAL GAS DESIGN | FALSE | DLV | MedGas_DLV | TRUE | bcdcef93-2e56-440a-a8f7-e9973eadba59 | OgfRhEKmwLVy9zJ6pydmdtAPuprVVxV/Lz94oIXZruI= | C:\Temp\vw\test data\ppmd_templates_RDC01.rvt
ppmd_templates_RDC01.rvt | RDC01 - MEDICAL GAS DESIGN | FALSE | LDE | MedGas_LDE | TRUE | cc6496eb-fa04-4455-81d4-1dfb1e6aaa52 | OgfRhEKmwLVy9zJ6pydmdtAPuprVVxV/Lz94oIXZruI= | C:\Temp\vw\test data\ppmd_templates_RDC01.rvt
ppmd_templates_RDC01.rvt | RDC01 - MEDICAL GAS DESIGN | FALSE | OX | MedGas_OX | TRUE | 59f6c2e0-639e-4476-adf0-a5c19b1199db | OgfRhEKmwLVy9zJ6pydmdtAPuprVVxV/Lz94oIXZruI= | C:\Temp\vw\test data\ppmd_templates_RDC01.rvt
ppmd_templates_RDC01.rvt | RDC01 - MEDICAL GAS DESIGN | FALSE | NO | MedGas_NO | TRUE | 1f31b342-99ad-494b-90ce-f27b8fc04b75 | OgfRhEKmwLVy9zJ6pydmdtAPuprVVxV/Lz94oIXZruI= | C:\Temp\vw\test data\ppmd_templates_RDC01.rvt
ppmd_templates_RDC01.rvt | RDC01 - MEDICAL GAS DESIGN | FALSE | NI | MedGas_NI | TRUE | ea24567d-1f4e-45f9-907f-a79ef8b323b1 | OgfRhEKmwLVy9zJ6pydmdtAPuprVVxV/Lz94oIXZruI= | C:\Temp\vw\test data\ppmd_templates_RDC01.rvt
ppmd_templates_RDC01.rvt | RDC01 - MEDICAL GAS DESIGN | FALSE | WAGD | MedGas_WAGD | TRUE | 1aa3572e-5073-44b4-acb3-ff8739230b69 | OgfRhEKmwLVy9zJ6pydmdtAPuprVVxV/Lz94oIXZruI= | C:\Temp\vw\test data\ppmd_templates_RDC01.rvt
ppmd_templates_RDC01.rvt | RDC01 - MEDICAL GAS DESIGN | FALSE | Notes1 | MedGas_Notes | TRUE | 69d1283f-21ef-46f3-9ebb-e36d00ef4da3 | OgfRhEKmwLVy9zJ6pydmdtAPuprVVxV/Lz94oIXZruI= | C:\Temp\vw\test data\ppmd_templates_RDC01.rvt
ppmd_templates_RDC01.rvt | RDC01 - MEDICAL GAS DESIGN | FALSE | Notes2 | MedGas_Notes2 | TRUE | 867f4341-094b-4cc7-b128-8c28392e09cd | OgfRhEKmwLVy9zJ6pydmdtAPuprVVxV/Lz94oIXZruI= | C:\Temp\vw\test data\ppmd_templates_RDC01.rvt
ppmd_templates_RDC01.rvt | RDC01 - STRUCTURAL DESIGN | FALSE | Structural Load¦psf | Str_FloorLoad_psf | TRUE | 654b90c9-d71e-4bcd-9f27-a1532becca95 | OgfRhEKmwLVy9zJ6pydmdtAPuprVVxV/Lz94oIXZruI= | C:\Temp\vw\test data\ppmd_templates_RDC01.rvt
ppmd_templates_RDC01.rvt | RDC01 - STRUCTURAL DESIGN | FALSE | Structural Load¦kPA | Str_FloorLoad_kPA | FALSE |  | OgfRhEKmwLVy9zJ6pydmdtAPuprVVxV/Lz94oIXZruI= | C:\Temp\vw\test data\ppmd_templates_RDC01.rvt
ppmd_templates_RDC01.rvt | RDC01 - STRUCTURAL DESIGN | FALSE | Notes | Str_Notes | TRUE | 509b36e6-cf53-4158-b357-61e3cedd6faa | OgfRhEKmwLVy9zJ6pydmdtAPuprVVxV/Lz94oIXZruI= | C:\Temp\vw\test data\ppmd_templates_RDC01.rvt
ppmd_templates_RROP2.rvt | RROP2 - DATA/TELEPHONE EQUIPMENT | FALSE | JSN | JSN | TRUE | 8632cd76-2ab9-457d-8db7-39197de446a2 | 7AZ+1fFfvLXU8nz3uXE/a2nVnE5CGT8Cl16T5SJU5FQ= | C:\Temp\vw\test data\ppmd_templates_RROP2.rvt
ppmd_templates_RROP2.rvt | RROP2 - DATA/TELEPHONE EQUIPMENT | FALSE | Nomenclature | Nomenclature | TRUE | f004b755-1952-4a21-a1c1-98f41ef6a86c | 7AZ+1fFfvLXU8nz3uXE/a2nVnE5CGT8Cl16T5SJU5FQ= | C:\Temp\vw\test data\ppmd_templates_RROP2.rvt
ppmd_templates_RROP2.rvt | RROP2 - DATA/TELEPHONE EQUIPMENT | FALSE | Qty | Count | FALSE |  | 7AZ+1fFfvLXU8nz3uXE/a2nVnE5CGT8Cl16T5SJU5FQ= | C:\Temp\vw\test data\ppmd_templates_RROP2.rvt
ppmd_templates_RROP2.rvt | RROP2 - DATA/TELEPHONE EQUIPMENT | FALSE | Logistics¦AR | CAT_Army | TRUE | fa0e0053-bcc4-42e8-881f-6a4690f994c9 | 7AZ+1fFfvLXU8nz3uXE/a2nVnE5CGT8Cl16T5SJU5FQ= | C:\Temp\vw\test data\ppmd_templates_RROP2.rvt
ppmd_templates_RROP2.rvt | RROP2 - DATA/TELEPHONE EQUIPMENT | FALSE | Logistics¦NA | CAT_Navy | TRUE | 183e77a6-b75d-41a5-8f81-f6abfee236ec | 7AZ+1fFfvLXU8nz3uXE/a2nVnE5CGT8Cl16T5SJU5FQ= | C:\Temp\vw\test data\ppmd_templates_RROP2.rvt
ppmd_templates_RROP2.rvt | RROP2 - DATA/TELEPHONE EQUIPMENT | FALSE | Logistics¦AF | CAT_AF | TRUE | 053816d3-2f83-4e72-9b30-0a25ff75573f | 7AZ+1fFfvLXU8nz3uXE/a2nVnE5CGT8Cl16T5SJU5FQ= | C:\Temp\vw\test data\ppmd_templates_RROP2.rvt
ppmd_templates_RROP2.rvt | RROP2 - DATA/TELEPHONE EQUIPMENT | FALSE | Logistics¦VA | CAT_VA | TRUE | abab06e0-bc20-4958-a9a7-acf73c376614 | 7AZ+1fFfvLXU8nz3uXE/a2nVnE5CGT8Cl16T5SJU5FQ= | C:\Temp\vw\test data\ppmd_templates_RROP2.rvt
ppmd_templates_RROP2.rvt | RROP2 - DOOR SCHEDULE | FALSE | Mark | Construction Type | FALSE |  | 7AZ+1fFfvLXU8nz3uXE/a2nVnE5CGT8Cl16T5SJU5FQ= | C:\Temp\vw\test data\ppmd_templates_RROP2.rvt
ppmd_templates_RROP2.rvt | RROP2 - DOOR SCHEDULE | FALSE | Type | Family | FALSE |  | 7AZ+1fFfvLXU8nz3uXE/a2nVnE5CGT8Cl16T5SJU5FQ= | C:\Temp\vw\test data\ppmd_templates_RROP2.rvt
ppmd_templates_RROP2.rvt | RROP2 - DOOR SCHEDULE | FALSE | Count | Count | FALSE |  | 7AZ+1fFfvLXU8nz3uXE/a2nVnE5CGT8Cl16T5SJU5FQ= | C:\Temp\vw\test data\ppmd_templates_RROP2.rvt
ppmd_templates_RROP2.rvt | RROP2 - DOOR SCHEDULE | FALSE | Height¦ft - in | Height | FALSE |  | 7AZ+1fFfvLXU8nz3uXE/a2nVnE5CGT8Cl16T5SJU5FQ= | C:\Temp\vw\test data\ppmd_templates_RROP2.rvt
ppmd_templates_RROP2.rvt | RROP2 - DOOR SCHEDULE | FALSE | Width¦ft - in | Width | FALSE |  | 7AZ+1fFfvLXU8nz3uXE/a2nVnE5CGT8Cl16T5SJU5FQ= | C:\Temp\vw\test data\ppmd_templates_RROP2.rvt
ppmd_templates_RROP2.rvt | RROP2 - DOOR SCHEDULE | FALSE | Hardware | Door_Hardware | TRUE | aada339e-27db-43a6-a49e-55c88563e0c3 | 7AZ+1fFfvLXU8nz3uXE/a2nVnE5CGT8Cl16T5SJU5FQ= | C:\Temp\vw\test data\ppmd_templates_RROP2.rvt
ppmd_templates_RROP2.rvt | RROP2 - DOOR SCHEDULE | FALSE | Notes | Type Comments | FALSE |  | 7AZ+1fFfvLXU8nz3uXE/a2nVnE5CGT8Cl16T5SJU5FQ= | C:\Temp\vw\test data\ppmd_templates_RROP2.rvt
ppmd_templates_RROP2.rvt | RROP2 - ELECTRICAL DESIGN | FALSE | Lighting¦LUX1 | Light_Level_LUX | TRUE | fc853981-f613-4f05-81bd-e48fb947424b | 7AZ+1fFfvLXU8nz3uXE/a2nVnE5CGT8Cl16T5SJU5FQ= | C:\Temp\vw\test data\ppmd_templates_RROP2.rvt
ppmd_templates_RROP2.rvt | RROP2 - ELECTRICAL DESIGN | FALSE | Lighting¦Footcandles1 | Light_Level_FC | FALSE |  | 7AZ+1fFfvLXU8nz3uXE/a2nVnE5CGT8Cl16T5SJU5FQ= | C:\Temp\vw\test data\ppmd_templates_RROP2.rvt
ppmd_templates_RROP2.rvt | RROP2 - ELECTRICAL DESIGN | FALSE | Lighting¦LUX2 | Light_Level_LUX2 | TRUE | 172f1cff-58cc-41cd-b888-0e7a81d2bf40 | 7AZ+1fFfvLXU8nz3uXE/a2nVnE5CGT8Cl16T5SJU5FQ= | C:\Temp\vw\test data\ppmd_templates_RROP2.rvt
ppmd_templates_RROP2.rvt | RROP2 - ELECTRICAL DESIGN | FALSE | Lighting¦Footcandles2 | Light_Level_FC2 | FALSE |  | 7AZ+1fFfvLXU8nz3uXE/a2nVnE5CGT8Cl16T5SJU5FQ= | C:\Temp\vw\test data\ppmd_templates_RROP2.rvt
ppmd_templates_RROP2.rvt | RROP2 - ELECTRICAL DESIGN | FALSE | Lighting¦Notes | Light_Notes | TRUE | a36245ac-ea57-45c2-bac5-bed4d04a4f78 | 7AZ+1fFfvLXU8nz3uXE/a2nVnE5CGT8Cl16T5SJU5FQ= | C:\Temp\vw\test data\ppmd_templates_RROP2.rvt
ppmd_templates_RROP2.rvt | RROP2 - ELECTRICAL DESIGN | FALSE | Lighting¦Notes2 | Light_Notes2 | TRUE | 6d0b4891-ce4c-45f8-9560-387866098a10 | 7AZ+1fFfvLXU8nz3uXE/a2nVnE5CGT8Cl16T5SJU5FQ= | C:\Temp\vw\test data\ppmd_templates_RROP2.rvt
ppmd_templates_RROP2.rvt | RROP2 - ELECTRICAL DESIGN | FALSE | Essential Power¦% Power | ES_Power% | TRUE | 7cbfe71a-865f-4cf4-b400-c67e3939439b | 7AZ+1fFfvLXU8nz3uXE/a2nVnE5CGT8Cl16T5SJU5FQ= | C:\Temp\vw\test data\ppmd_templates_RROP2.rvt
ppmd_templates_RROP2.rvt | RROP2 - ELECTRICAL DESIGN | FALSE | Essential Power¦% Light | ES_Light% | TRUE | af00a8bb-40cb-434a-a7e5-b4140f3c844f | 7AZ+1fFfvLXU8nz3uXE/a2nVnE5CGT8Cl16T5SJU5FQ= | C:\Temp\vw\test data\ppmd_templates_RROP2.rvt
ppmd_templates_RROP2.rvt | RROP2 - ELECTRICAL DESIGN | FALSE | Essential Power¦Notes | ES_Notes | TRUE | 0c3ae867-1060-40b5-bb68-261d16a167a0 | 7AZ+1fFfvLXU8nz3uXE/a2nVnE5CGT8Cl16T5SJU5FQ= | C:\Temp\vw\test data\ppmd_templates_RROP2.rvt
ppmd_templates_RROP2.rvt | RROP2 - EQUIPMENT SCHEDULE | TRUE | JSN | JSN | TRUE | 8632cd76-2ab9-457d-8db7-39197de446a2 | 7AZ+1fFfvLXU8nz3uXE/a2nVnE5CGT8Cl16T5SJU5FQ= | C:\Temp\vw\test data\ppmd_templates_RROP2.rvt | A1107¦A5075¦A5077¦A5080¦A5107¦A5108¦A5145¦A5180¦A5210¦E0945¦E0948¦F0205¦F0265¦F2010¦F3200¦M0506¦M0750¦M0755¦M0765¦M1801¦M4255¦M4266¦M4665¦M7040¦M7405¦M7845¦P3100
ppmd_templates_RROP2.rvt | RROP2 - EQUIPMENT SCHEDULE | TRUE | Nomenclature | Nomenclature | TRUE | f004b755-1952-4a21-a1c1-98f41ef6a86c | 7AZ+1fFfvLXU8nz3uXE/a2nVnE5CGT8Cl16T5SJU5FQ= | C:\Temp\vw\test data\ppmd_templates_RROP2.rvt | Rail System, Utility, Gas and Electric¦Dispenser, Soap, Disposable¦Dispenser, Hand Sanitzer, Hands free¦Dispenser, Paper Towel, SS, Surface Mounted¦Dispenser, Glove, Surgical/Examination, Wall Mntd¦Waste Disposal Unit, Sharps¦Hook, Garment, Double, SS, Surface Mounted¦Track, Cubicle, Surface Mounted, With Curtain¦Bracket, Television, Wall Mounted, w/Adjust Arm¦Mobile, Workstation¦Cart, General Storage, Mobile, 42"H x 32"W x 22"D¦Chair, Side With Arms¦Chair, Recliner¦Basket, Wastepaper, Step-On¦Clock, Battery, 12" Diameter¦Television, Flat Screen¦Flowmeter, Air, Connect w/50 PSI Supply¦Flowmeter, Oxygen, Low Flow¦Regulator, Vacuum¦Computer, Microprocessing, w/Flat Panel Monitor¦Stand, IV, Adjustable¦Pump, Volumetric, Infusion, Multiple Line¦Stretcher, Recovery, Surgical¦Table, Overbed¦Light, Exam, Ceiling Mounted¦Monitor, Physiological, Bedside, 4 Channel¦Lavatory, Vitreous China, Slab Type
ppmd_templates_RROP2.rvt | RROP2 - EQUIPMENT SCHEDULE | TRUE | Qty | Count | FALSE |  | 7AZ+1fFfvLXU8nz3uXE/a2nVnE5CGT8Cl16T5SJU5FQ= | C:\Temp\vw\test data\ppmd_templates_RROP2.rvt | 2¦1¦2¦1¦2¦2¦2¦2¦2¦1¦2¦2¦1¦3¦2¦2¦2¦2¦2¦1¦2¦2¦1¦2¦2¦2¦1
ppmd_templates_RROP2.rvt | RROP2 - EQUIPMENT SCHEDULE | TRUE | LF | Comments | FALSE |  | 7AZ+1fFfvLXU8nz3uXE/a2nVnE5CGT8Cl16T5SJU5FQ= | C:\Temp\vw\test data\ppmd_templates_RROP2.rvt | 11'-0"
ppmd_templates_RROP2.rvt | RROP2 - EQUIPMENT SCHEDULE | TRUE | Logistics¦AR | CAT_Army | TRUE | fa0e0053-bcc4-42e8-881f-6a4690f994c9 | 7AZ+1fFfvLXU8nz3uXE/a2nVnE5CGT8Cl16T5SJU5FQ= | C:\Temp\vw\test data\ppmd_templates_RROP2.rvt | A¦C¦C¦A¦C¦C¦A¦A¦A¦C¦C¦C¦C¦C¦C¦C¦C¦C¦C¦C¦C¦C¦C¦C¦A¦C¦A
ppmd_templates_RROP2.rvt | RROP2 - EQUIPMENT SCHEDULE | TRUE | Logistics¦NA | CAT_Navy | TRUE | 183e77a6-b75d-41a5-8f81-f6abfee236ec | 7AZ+1fFfvLXU8nz3uXE/a2nVnE5CGT8Cl16T5SJU5FQ= | C:\Temp\vw\test data\ppmd_templates_RROP2.rvt | A¦C¦C¦A¦C¦C¦A¦A¦A¦C¦C¦C¦C¦C¦C¦C¦C¦C¦C¦C¦C¦C¦C¦C¦A¦C¦A
ppmd_templates_RROP2.rvt | RROP2 - EQUIPMENT SCHEDULE | TRUE | Logistics¦AF | CAT_AF | TRUE | 053816d3-2f83-4e72-9b30-0a25ff75573f | 7AZ+1fFfvLXU8nz3uXE/a2nVnE5CGT8Cl16T5SJU5FQ= | C:\Temp\vw\test data\ppmd_templates_RROP2.rvt | A¦C¦C¦A¦C¦C¦A¦A¦A¦C¦C¦C¦C¦C¦C¦C¦C¦C¦C¦C¦C¦C¦C¦C¦A¦C¦A
ppmd_templates_RROP2.rvt | RROP2 - EQUIPMENT SCHEDULE | TRUE | Logistics¦VA | CAT_VA | TRUE | abab06e0-bc20-4958-a9a7-acf73c376614 | 7AZ+1fFfvLXU8nz3uXE/a2nVnE5CGT8Cl16T5SJU5FQ= | C:\Temp\vw\test data\ppmd_templates_RROP2.rvt | A¦C¦C¦A¦C¦C¦A¦A¦A¦C¦C¦C¦C¦C¦C¦C¦C¦C¦C¦C¦C¦C¦C¦C¦A¦C¦A
ppmd_templates_RROP2.rvt | RROP2 - EQUIPMENT SCHEDULE | TRUE | Utilities¦1 | UTIL_1_WaterDrain | TRUE | 594b780e-c62e-473b-9f66-4d3db2fa1b7f | 7AZ+1fFfvLXU8nz3uXE/a2nVnE5CGT8Cl16T5SJU5FQ= | C:\Temp\vw\test data\ppmd_templates_RROP2.rvt | -¦-¦-¦-¦-¦-¦-¦-¦-¦-¦-¦-¦-¦-¦-¦-¦-¦-¦-¦-¦-¦-¦-¦-¦-¦-¦D
ppmd_templates_RROP2.rvt | RROP2 - EQUIPMENT SCHEDULE | TRUE | Utilities¦2 | UTIL_2_Elec | TRUE | 28082216-138e-4a2f-9824-e96dbd7e3cd0 | 7AZ+1fFfvLXU8nz3uXE/a2nVnE5CGT8Cl16T5SJU5FQ= | C:\Temp\vw\test data\ppmd_templates_RROP2.rvt | F¦-¦-¦-¦-¦-¦-¦-¦-¦-¦-¦-¦-¦-¦-¦A¦-¦-¦-¦A¦-¦A¦-¦-¦F¦A¦-
ppmd_templates_RROP2.rvt | RROP2 - EQUIPMENT SCHEDULE | TRUE | Utilities¦3 | UTIL_3_MedGas | TRUE | 22af1ef2-54f0-4b6e-b40a-7064dfb8769c | 7AZ+1fFfvLXU8nz3uXE/a2nVnE5CGT8Cl16T5SJU5FQ= | C:\Temp\vw\test data\ppmd_templates_RROP2.rvt | G¦-¦-¦-¦-¦-¦-¦-¦-¦-¦-¦-¦-¦-¦-¦-¦K¦A¦B¦-¦-¦-¦-¦-¦-¦-¦-
ppmd_templates_RROP2.rvt | RROP2 - EQUIPMENT SCHEDULE | TRUE | Utilities¦4 | UTIL_4_MiscGas | TRUE | 745b8c3e-fd4a-4430-994a-d25826e1e484 | 7AZ+1fFfvLXU8nz3uXE/a2nVnE5CGT8Cl16T5SJU5FQ= | C:\Temp\vw\test data\ppmd_templates_RROP2.rvt | -¦-¦-¦-¦-¦-¦-¦-¦-¦-¦-¦-¦-¦-¦-¦-¦-¦-¦-¦-¦-¦-¦-¦-¦-¦-¦-
ppmd_templates_RROP2.rvt | RROP2 - EQUIPMENT SCHEDULE | TRUE | Utilities¦5 | UTIL_5_NonMedGas | TRUE | 323edf97-d058-44ef-a0fb-1836c80554d8 | 7AZ+1fFfvLXU8nz3uXE/a2nVnE5CGT8Cl16T5SJU5FQ= | C:\Temp\vw\test data\ppmd_templates_RROP2.rvt | -¦-¦-¦-¦-¦-¦-¦-¦-¦-¦-¦-¦-¦-¦-¦-¦-¦-¦-¦-¦-¦-¦-¦-¦-¦-¦-
ppmd_templates_RROP2.rvt | RROP2 - EQUIPMENT SCHEDULE | TRUE | Utilities¦6 | UTIL_6_Misc | TRUE | 38083e2d-8ba3-4868-9752-742b7a4a9586 | 7AZ+1fFfvLXU8nz3uXE/a2nVnE5CGT8Cl16T5SJU5FQ= | C:\Temp\vw\test data\ppmd_templates_RROP2.rvt | A¦-¦-¦-¦-¦-¦-¦-¦-¦-¦-¦-¦-¦-¦-¦-¦-¦-¦-¦-¦-¦-¦-¦-¦-¦D¦-
ppmd_templates_RROP2.rvt | RROP2 - INTERIOR DESIGN | FALSE | Floor Finish¦Preferred | Floor Finish | FALSE |  | 7AZ+1fFfvLXU8nz3uXE/a2nVnE5CGT8Cl16T5SJU5FQ= | C:\Temp\vw\test data\ppmd_templates_RROP2.rvt
ppmd_templates_RROP2.rvt | RROP2 - INTERIOR DESIGN | FALSE | Floor Finish¦Alternate | Floor Finish2 | TRUE | 4030719d-a272-441a-8bfa-d5eb510a1687 | 7AZ+1fFfvLXU8nz3uXE/a2nVnE5CGT8Cl16T5SJU5FQ= | C:\Temp\vw\test data\ppmd_templates_RROP2.rvt
ppmd_templates_RROP2.rvt | RROP2 - INTERIOR DESIGN | FALSE | Wall Finish¦Preferred | Wall Finish | FALSE |  | 7AZ+1fFfvLXU8nz3uXE/a2nVnE5CGT8Cl16T5SJU5FQ= | C:\Temp\vw\test data\ppmd_templates_RROP2.rvt
ppmd_templates_RROP2.rvt | RROP2 - INTERIOR DESIGN | FALSE | Wall Finish¦Alternate | Wall Finish2 | TRUE | 5a49d499-57b3-4e1f-afc0-4c041c862be1 | 7AZ+1fFfvLXU8nz3uXE/a2nVnE5CGT8Cl16T5SJU5FQ= | C:\Temp\vw\test data\ppmd_templates_RROP2.rvt
ppmd_templates_RROP2.rvt | RROP2 - INTERIOR DESIGN | FALSE | Ceiling Finish¦Preferred | Ceiling Finish | FALSE |  | 7AZ+1fFfvLXU8nz3uXE/a2nVnE5CGT8Cl16T5SJU5FQ= | C:\Temp\vw\test data\ppmd_templates_RROP2.rvt
ppmd_templates_RROP2.rvt | RROP2 - INTERIOR DESIGN | FALSE | Ceiling Finish¦Alternate | Ceiling Finish2 | TRUE | acb31fd1-378b-4329-97b0-400ae39b5bc4 | 7AZ+1fFfvLXU8nz3uXE/a2nVnE5CGT8Cl16T5SJU5FQ= | C:\Temp\vw\test data\ppmd_templates_RROP2.rvt
ppmd_templates_RROP2.rvt | RROP2 - INTERIOR DESIGN | FALSE | Room Height¦ft - in | Ceiling_Hgt_IP | TRUE | 9f14ca4f-2465-4385-a17c-7aa549f64c09 | 7AZ+1fFfvLXU8nz3uXE/a2nVnE5CGT8Cl16T5SJU5FQ= | C:\Temp\vw\test data\ppmd_templates_RROP2.rvt
ppmd_templates_RROP2.rvt | RROP2 - INTERIOR DESIGN | FALSE | Room Noise¦Min NC | Noise_NC_MIN | TRUE | 8c49df6c-7d6b-49fd-9459-f57d0921d704 | 7AZ+1fFfvLXU8nz3uXE/a2nVnE5CGT8Cl16T5SJU5FQ= | C:\Temp\vw\test data\ppmd_templates_RROP2.rvt
ppmd_templates_RROP2.rvt | RROP2 - INTERIOR DESIGN | FALSE | Room Noise¦Max NC | Noise_NC_MAX | TRUE | 629b571a-1c14-443c-b8e8-1130b5edb513 | 7AZ+1fFfvLXU8nz3uXE/a2nVnE5CGT8Cl16T5SJU5FQ= | C:\Temp\vw\test data\ppmd_templates_RROP2.rvt
ppmd_templates_RROP2.rvt | RROP2 - INTERIOR DESIGN | FALSE | Room Noise¦SC | Noise_SC | TRUE | 44bf9cd1-070a-432c-87d9-26a3211cfe07 | 7AZ+1fFfvLXU8nz3uXE/a2nVnE5CGT8Cl16T5SJU5FQ= | C:\Temp\vw\test data\ppmd_templates_RROP2.rvt
ppmd_templates_RROP2.rvt | RROP2 - MECHANICAL DESIGN | FALSE | Air Balance | Air_Balance | TRUE | 587b3cf9-4450-4d95-b8ef-0e93665dbd91 | 7AZ+1fFfvLXU8nz3uXE/a2nVnE5CGT8Cl16T5SJU5FQ= | C:\Temp\vw\test data\ppmd_templates_RROP2.rvt
ppmd_templates_RROP2.rvt | RROP2 - MECHANICAL DESIGN | FALSE | Air Changes Total | Air_Changes_Total | TRUE | 3988d7f3-0f28-4410-866c-5bc65e1d842a | 7AZ+1fFfvLXU8nz3uXE/a2nVnE5CGT8Cl16T5SJU5FQ= | C:\Temp\vw\test data\ppmd_templates_RROP2.rvt
ppmd_templates_RROP2.rvt | RROP2 - MECHANICAL DESIGN | FALSE | Air Changes OA | Air_Changes_OA | TRUE | b7af949f-3b64-4f85-9391-d9f17dcaad1e | 7AZ+1fFfvLXU8nz3uXE/a2nVnE5CGT8Cl16T5SJU5FQ= | C:\Temp\vw\test data\ppmd_templates_RROP2.rvt
ppmd_templates_RROP2.rvt | RROP2 - MECHANICAL DESIGN | FALSE | 100% Exhaust Air | Exhaust_Air_100% | TRUE | 62b97784-583b-47d5-90a3-a90bbb961b6e | 7AZ+1fFfvLXU8nz3uXE/a2nVnE5CGT8Cl16T5SJU5FQ= | C:\Temp\vw\test data\ppmd_templates_RROP2.rvt
ppmd_templates_RROP2.rvt | RROP2 - MECHANICAL DESIGN | FALSE | Summer Temp¦F | Temp_Summer_F | TRUE | 1cbf6964-bd0f-4852-b367-ef4828e2e2cc | 7AZ+1fFfvLXU8nz3uXE/a2nVnE5CGT8Cl16T5SJU5FQ= | C:\Temp\vw\test data\ppmd_templates_RROP2.rvt
ppmd_templates_RROP2.rvt | RROP2 - MECHANICAL DESIGN | FALSE | Summer Temp¦C | Temp_Summer_C | FALSE |  | 7AZ+1fFfvLXU8nz3uXE/a2nVnE5CGT8Cl16T5SJU5FQ= | C:\Temp\vw\test data\ppmd_templates_RROP2.rvt
ppmd_templates_RROP2.rvt | RROP2 - MECHANICAL DESIGN | FALSE | Summer Temp¦Note | Temp_Summer_Note | TRUE | 6248fa3c-bb43-4e1c-91bb-60e102e573b7 | 7AZ+1fFfvLXU8nz3uXE/a2nVnE5CGT8Cl16T5SJU5FQ= | C:\Temp\vw\test data\ppmd_templates_RROP2.rvt
ppmd_templates_RROP2.rvt | RROP2 - MECHANICAL DESIGN | FALSE | Winter Temp¦F | Temp_Winter_F | TRUE | b4f9888f-41ad-47ef-a6af-145b3de732c9 | 7AZ+1fFfvLXU8nz3uXE/a2nVnE5CGT8Cl16T5SJU5FQ= | C:\Temp\vw\test data\ppmd_templates_RROP2.rvt
ppmd_templates_RROP2.rvt | RROP2 - MECHANICAL DESIGN | FALSE | Winter Temp¦C | Temp_Winter_C | FALSE |  | 7AZ+1fFfvLXU8nz3uXE/a2nVnE5CGT8Cl16T5SJU5FQ= | C:\Temp\vw\test data\ppmd_templates_RROP2.rvt
ppmd_templates_RROP2.rvt | RROP2 - MECHANICAL DESIGN | FALSE | Winter Temp¦Note | Temp_Winter_Note | TRUE | aacd83fc-f530-464e-b089-01667d3c52cd | 7AZ+1fFfvLXU8nz3uXE/a2nVnE5CGT8Cl16T5SJU5FQ= | C:\Temp\vw\test data\ppmd_templates_RROP2.rvt
ppmd_templates_RROP2.rvt | RROP2 - MECHANICAL DESIGN | FALSE | Max Relative Humidity | Relative_Humidity | TRUE | 36ead6c1-4384-4a65-8654-06a60aef94cb | 7AZ+1fFfvLXU8nz3uXE/a2nVnE5CGT8Cl16T5SJU5FQ= | C:\Temp\vw\test data\ppmd_templates_RROP2.rvt
ppmd_templates_RROP2.rvt | RROP2 - MECHANICAL DESIGN | FALSE | Filtration¦Interm % | Filtration_Inter_% | TRUE | 4f03ad65-f905-419e-a0cf-8f58fe921fbc | 7AZ+1fFfvLXU8nz3uXE/a2nVnE5CGT8Cl16T5SJU5FQ= | C:\Temp\vw\test data\ppmd_templates_RROP2.rvt
ppmd_templates_RROP2.rvt | RROP2 - MECHANICAL DESIGN | FALSE | Filtration¦Final % | Filtration_Final_% | TRUE | cc736e5f-46f5-476a-8d0a-ceb32d8d4e5a | 7AZ+1fFfvLXU8nz3uXE/a2nVnE5CGT8Cl16T5SJU5FQ= | C:\Temp\vw\test data\ppmd_templates_RROP2.rvt
ppmd_templates_RROP2.rvt | RROP2 - MECHANICAL DESIGN | FALSE | Notes | Mech_Notes | TRUE | a32df790-0ab9-4c4a-b19c-511c2eef6d56 | 7AZ+1fFfvLXU8nz3uXE/a2nVnE5CGT8Cl16T5SJU5FQ= | C:\Temp\vw\test data\ppmd_templates_RROP2.rvt
ppmd_templates_RROP2.rvt | RROP2 - MEDICAL GAS DESIGN | FALSE | MCA | MedGas_MCA | TRUE | 3b23ea7f-b9f1-4749-8a2b-eb6a4fab4cdc | 7AZ+1fFfvLXU8nz3uXE/a2nVnE5CGT8Cl16T5SJU5FQ= | C:\Temp\vw\test data\ppmd_templates_RROP2.rvt
ppmd_templates_RROP2.rvt | RROP2 - MEDICAL GAS DESIGN | FALSE | DCA | MedGas_DCA | TRUE | 20dc9c73-7465-4e8a-8300-4a8b5a46a91c | 7AZ+1fFfvLXU8nz3uXE/a2nVnE5CGT8Cl16T5SJU5FQ= | C:\Temp\vw\test data\ppmd_templates_RROP2.rvt
ppmd_templates_RROP2.rvt | RROP2 - MEDICAL GAS DESIGN | FALSE | LA | MedGas_LA | TRUE | 99801083-d820-4c5f-ad07-ab168e1bbda0 | 7AZ+1fFfvLXU8nz3uXE/a2nVnE5CGT8Cl16T5SJU5FQ= | C:\Temp\vw\test data\ppmd_templates_RROP2.rvt
ppmd_templates_RROP2.rvt | RROP2 - MEDICAL GAS DESIGN | FALSE | PA | MedGas_PA | TRUE | 55793ba6-1647-428e-86f6-5ce4153c7f2e | 7AZ+1fFfvLXU8nz3uXE/a2nVnE5CGT8Cl16T5SJU5FQ= | C:\Temp\vw\test data\ppmd_templates_RROP2.rvt
ppmd_templates_RROP2.rvt | RROP2 - MEDICAL GAS DESIGN | FALSE | MV | MedGas_MV | TRUE | 0a0bec6d-9172-4a2c-9fb3-7616a08f677a | 7AZ+1fFfvLXU8nz3uXE/a2nVnE5CGT8Cl16T5SJU5FQ= | C:\Temp\vw\test data\ppmd_templates_RROP2.rvt
ppmd_templates_RROP2.rvt | RROP2 - MEDICAL GAS DESIGN | FALSE | DHV | MedGas_DHV | TRUE | 79779898-9917-494b-a027-0013b44e14f1 | 7AZ+1fFfvLXU8nz3uXE/a2nVnE5CGT8Cl16T5SJU5FQ= | C:\Temp\vw\test data\ppmd_templates_RROP2.rvt
ppmd_templates_RROP2.rvt | RROP2 - MEDICAL GAS DESIGN | FALSE | DLV | MedGas_DLV | TRUE | bcdcef93-2e56-440a-a8f7-e9973eadba59 | 7AZ+1fFfvLXU8nz3uXE/a2nVnE5CGT8Cl16T5SJU5FQ= | C:\Temp\vw\test data\ppmd_templates_RROP2.rvt
ppmd_templates_RROP2.rvt | RROP2 - MEDICAL GAS DESIGN | FALSE | LDE | MedGas_LDE | TRUE | cc6496eb-fa04-4455-81d4-1dfb1e6aaa52 | 7AZ+1fFfvLXU8nz3uXE/a2nVnE5CGT8Cl16T5SJU5FQ= | C:\Temp\vw\test data\ppmd_templates_RROP2.rvt
ppmd_templates_RROP2.rvt | RROP2 - MEDICAL GAS DESIGN | FALSE | OX | MedGas_OX | TRUE | 59f6c2e0-639e-4476-adf0-a5c19b1199db | 7AZ+1fFfvLXU8nz3uXE/a2nVnE5CGT8Cl16T5SJU5FQ= | C:\Temp\vw\test data\ppmd_templates_RROP2.rvt
ppmd_templates_RROP2.rvt | RROP2 - MEDICAL GAS DESIGN | FALSE | NO | MedGas_NO | TRUE | 1f31b342-99ad-494b-90ce-f27b8fc04b75 | 7AZ+1fFfvLXU8nz3uXE/a2nVnE5CGT8Cl16T5SJU5FQ= | C:\Temp\vw\test data\ppmd_templates_RROP2.rvt
ppmd_templates_RROP2.rvt | RROP2 - MEDICAL GAS DESIGN | FALSE | NI | MedGas_NI | TRUE | ea24567d-1f4e-45f9-907f-a79ef8b323b1 | 7AZ+1fFfvLXU8nz3uXE/a2nVnE5CGT8Cl16T5SJU5FQ= | C:\Temp\vw\test data\ppmd_templates_RROP2.rvt
ppmd_templates_RROP2.rvt | RROP2 - MEDICAL GAS DESIGN | FALSE | WAGD | MedGas_WAGD | TRUE | 1aa3572e-5073-44b4-acb3-ff8739230b69 | 7AZ+1fFfvLXU8nz3uXE/a2nVnE5CGT8Cl16T5SJU5FQ= | C:\Temp\vw\test data\ppmd_templates_RROP2.rvt
ppmd_templates_RROP2.rvt | RROP2 - MEDICAL GAS DESIGN | FALSE | Notes1 | MedGas_Notes | TRUE | 69d1283f-21ef-46f3-9ebb-e36d00ef4da3 | 7AZ+1fFfvLXU8nz3uXE/a2nVnE5CGT8Cl16T5SJU5FQ= | C:\Temp\vw\test data\ppmd_templates_RROP2.rvt
ppmd_templates_RROP2.rvt | RROP2 - MEDICAL GAS DESIGN | FALSE | Notes2 | MedGas_Notes2 | TRUE | 867f4341-094b-4cc7-b128-8c28392e09cd | 7AZ+1fFfvLXU8nz3uXE/a2nVnE5CGT8Cl16T5SJU5FQ= | C:\Temp\vw\test data\ppmd_templates_RROP2.rvt
ppmd_templates_RROP2.rvt | RROP2 - STRUCTURAL DESIGN | FALSE | Structural Load¦psf | Str_FloorLoad_psf | TRUE | 654b90c9-d71e-4bcd-9f27-a1532becca95 | 7AZ+1fFfvLXU8nz3uXE/a2nVnE5CGT8Cl16T5SJU5FQ= | C:\Temp\vw\test data\ppmd_templates_RROP2.rvt
ppmd_templates_RROP2.rvt | RROP2 - STRUCTURAL DESIGN | FALSE | Structural Load¦kPA | Str_FloorLoad_kPA | FALSE |  | 7AZ+1fFfvLXU8nz3uXE/a2nVnE5CGT8Cl16T5SJU5FQ= | C:\Temp\vw\test data\ppmd_templates_RROP2.rvt
ppmd_templates_RROP2.rvt | RROP2 - STRUCTURAL DESIGN | FALSE | Notes | Str_Notes | TRUE | 509b36e6-cf53-4158-b357-61e3cedd6faa | 7AZ+1fFfvLXU8nz3uXE/a2nVnE5CGT8Cl16T5SJU5FQ= | C:\Temp\vw\test data\ppmd_templates_RROP2.rvt
ppmd_templates_RRSS1.rvt | Data Device Schedule | FALSE | Mark | Mark | TRUE | edcc09c4-d94d-408f-8514-ab75832a5f8a | +d+Rnjf0gsByiO0u0ygqYXvxBkH3JuzPZMOt3PsTkJE= | C:\Temp\vw\test data\ppmd_templates_RRSS1.rvt
ppmd_templates_RRSS1.rvt | Data Device Schedule | FALSE | Family | Family | FALSE |  | +d+Rnjf0gsByiO0u0ygqYXvxBkH3JuzPZMOt3PsTkJE= | C:\Temp\vw\test data\ppmd_templates_RRSS1.rvt
ppmd_templates_RRSS1.rvt | Data Device Schedule | FALSE | OmniClass Number | OmniClass Number | FALSE |  | +d+Rnjf0gsByiO0u0ygqYXvxBkH3JuzPZMOt3PsTkJE= | C:\Temp\vw\test data\ppmd_templates_RRSS1.rvt
ppmd_templates_RRSS1.rvt | Data Device Schedule | FALSE | Type | Type | FALSE |  | +d+Rnjf0gsByiO0u0ygqYXvxBkH3JuzPZMOt3PsTkJE= | C:\Temp\vw\test data\ppmd_templates_RRSS1.rvt
ppmd_templates_RRSS1.rvt | Data Device Schedule | FALSE | Count | Count | FALSE |  | +d+Rnjf0gsByiO0u0ygqYXvxBkH3JuzPZMOt3PsTkJE= | C:\Temp\vw\test data\ppmd_templates_RRSS1.rvt
ppmd_templates_RRSS1.rvt | RRSS1 - DATA/TELEPHONE EQUIPMENT | FALSE | JSN | JSN | TRUE | 8632cd76-2ab9-457d-8db7-39197de446a2 | +d+Rnjf0gsByiO0u0ygqYXvxBkH3JuzPZMOt3PsTkJE= | C:\Temp\vw\test data\ppmd_templates_RRSS1.rvt
ppmd_templates_RRSS1.rvt | RRSS1 - DATA/TELEPHONE EQUIPMENT | FALSE | Nomenclature | Nomenclature | TRUE | f004b755-1952-4a21-a1c1-98f41ef6a86c | +d+Rnjf0gsByiO0u0ygqYXvxBkH3JuzPZMOt3PsTkJE= | C:\Temp\vw\test data\ppmd_templates_RRSS1.rvt
ppmd_templates_RRSS1.rvt | RRSS1 - DATA/TELEPHONE EQUIPMENT | FALSE | Qty | Count | FALSE |  | +d+Rnjf0gsByiO0u0ygqYXvxBkH3JuzPZMOt3PsTkJE= | C:\Temp\vw\test data\ppmd_templates_RRSS1.rvt
ppmd_templates_RRSS1.rvt | RRSS1 - DATA/TELEPHONE EQUIPMENT | FALSE | Logistics¦AR | CAT_Army | TRUE | fa0e0053-bcc4-42e8-881f-6a4690f994c9 | +d+Rnjf0gsByiO0u0ygqYXvxBkH3JuzPZMOt3PsTkJE= | C:\Temp\vw\test data\ppmd_templates_RRSS1.rvt
ppmd_templates_RRSS1.rvt | RRSS1 - DATA/TELEPHONE EQUIPMENT | FALSE | Logistics¦NA | CAT_Navy | TRUE | 183e77a6-b75d-41a5-8f81-f6abfee236ec | +d+Rnjf0gsByiO0u0ygqYXvxBkH3JuzPZMOt3PsTkJE= | C:\Temp\vw\test data\ppmd_templates_RRSS1.rvt
ppmd_templates_RRSS1.rvt | RRSS1 - DATA/TELEPHONE EQUIPMENT | FALSE | Logistics¦AF | CAT_AF | TRUE | 053816d3-2f83-4e72-9b30-0a25ff75573f | +d+Rnjf0gsByiO0u0ygqYXvxBkH3JuzPZMOt3PsTkJE= | C:\Temp\vw\test data\ppmd_templates_RRSS1.rvt
ppmd_templates_RRSS1.rvt | RRSS1 - DATA/TELEPHONE EQUIPMENT | FALSE | Logistics¦VA | CAT_VA | TRUE | abab06e0-bc20-4958-a9a7-acf73c376614 | +d+Rnjf0gsByiO0u0ygqYXvxBkH3JuzPZMOt3PsTkJE= | C:\Temp\vw\test data\ppmd_templates_RRSS1.rvt
ppmd_templates_RRSS1.rvt | RRSS1 - DOOR SCHEDULE | FALSE | Mark | Construction Type | FALSE |  | +d+Rnjf0gsByiO0u0ygqYXvxBkH3JuzPZMOt3PsTkJE= | C:\Temp\vw\test data\ppmd_templates_RRSS1.rvt
ppmd_templates_RRSS1.rvt | RRSS1 - DOOR SCHEDULE | FALSE | Type | Family | FALSE |  | +d+Rnjf0gsByiO0u0ygqYXvxBkH3JuzPZMOt3PsTkJE= | C:\Temp\vw\test data\ppmd_templates_RRSS1.rvt
ppmd_templates_RRSS1.rvt | RRSS1 - DOOR SCHEDULE | FALSE | Count | Count | FALSE |  | +d+Rnjf0gsByiO0u0ygqYXvxBkH3JuzPZMOt3PsTkJE= | C:\Temp\vw\test data\ppmd_templates_RRSS1.rvt
ppmd_templates_RRSS1.rvt | RRSS1 - DOOR SCHEDULE | FALSE | Height¦ft - in | Height | FALSE |  | +d+Rnjf0gsByiO0u0ygqYXvxBkH3JuzPZMOt3PsTkJE= | C:\Temp\vw\test data\ppmd_templates_RRSS1.rvt
ppmd_templates_RRSS1.rvt | RRSS1 - DOOR SCHEDULE | FALSE | Width¦ft - in | Width | FALSE |  | +d+Rnjf0gsByiO0u0ygqYXvxBkH3JuzPZMOt3PsTkJE= | C:\Temp\vw\test data\ppmd_templates_RRSS1.rvt
ppmd_templates_RRSS1.rvt | RRSS1 - DOOR SCHEDULE | FALSE | Notes | Type Comments | FALSE |  | +d+Rnjf0gsByiO0u0ygqYXvxBkH3JuzPZMOt3PsTkJE= | C:\Temp\vw\test data\ppmd_templates_RRSS1.rvt
ppmd_templates_RRSS1.rvt | RRSS1 - ELECTRICAL DESIGN | FALSE | Lighting¦LUX1 | Light_Level_LUX | TRUE | fc853981-f613-4f05-81bd-e48fb947424b | +d+Rnjf0gsByiO0u0ygqYXvxBkH3JuzPZMOt3PsTkJE= | C:\Temp\vw\test data\ppmd_templates_RRSS1.rvt | 300
ppmd_templates_RRSS1.rvt | RRSS1 - ELECTRICAL DESIGN | FALSE | Lighting¦Footcandles1 | Light_Level_FC | FALSE |  | +d+Rnjf0gsByiO0u0ygqYXvxBkH3JuzPZMOt3PsTkJE= | C:\Temp\vw\test data\ppmd_templates_RRSS1.rvt | 28
ppmd_templates_RRSS1.rvt | RRSS1 - ELECTRICAL DESIGN | FALSE | Lighting¦LUX2 | Light_Level_LUX2 | TRUE | 172f1cff-58cc-41cd-b888-0e7a81d2bf40 | +d+Rnjf0gsByiO0u0ygqYXvxBkH3JuzPZMOt3PsTkJE= | C:\Temp\vw\test data\ppmd_templates_RRSS1.rvt | 1100
ppmd_templates_RRSS1.rvt | RRSS1 - ELECTRICAL DESIGN | FALSE | Lighting¦Footcandles2 | Light_Level_FC2 | FALSE |  | +d+Rnjf0gsByiO0u0ygqYXvxBkH3JuzPZMOt3PsTkJE= | C:\Temp\vw\test data\ppmd_templates_RRSS1.rvt | 102
ppmd_templates_RRSS1.rvt | RRSS1 - ELECTRICAL DESIGN | FALSE | Lighting¦Notes | Light_Notes | TRUE | a36245ac-ea57-45c2-bac5-bed4d04a4f78 | +d+Rnjf0gsByiO0u0ygqYXvxBkH3JuzPZMOt3PsTkJE= | C:\Temp\vw\test data\ppmd_templates_RRSS1.rvt | B
ppmd_templates_RRSS1.rvt | RRSS1 - ELECTRICAL DESIGN | FALSE | Lighting¦Notes2 | Light_Notes2 | TRUE | 6d0b4891-ce4c-45f8-9560-387866098a10 | +d+Rnjf0gsByiO0u0ygqYXvxBkH3JuzPZMOt3PsTkJE= | C:\Temp\vw\test data\ppmd_templates_RRSS1.rvt
ppmd_templates_RRSS1.rvt | RRSS1 - ELECTRICAL DESIGN | FALSE | Essential Power¦% Power | ES_Power% | TRUE | 7cbfe71a-865f-4cf4-b400-c67e3939439b | +d+Rnjf0gsByiO0u0ygqYXvxBkH3JuzPZMOt3PsTkJE= | C:\Temp\vw\test data\ppmd_templates_RRSS1.rvt | R
ppmd_templates_RRSS1.rvt | RRSS1 - ELECTRICAL DESIGN | FALSE | Essential Power¦% Light | ES_Light% | TRUE | af00a8bb-40cb-434a-a7e5-b4140f3c844f | +d+Rnjf0gsByiO0u0ygqYXvxBkH3JuzPZMOt3PsTkJE= | C:\Temp\vw\test data\ppmd_templates_RRSS1.rvt | L
ppmd_templates_RRSS1.rvt | RRSS1 - ELECTRICAL DESIGN | FALSE | Essential Power¦Notes | ES_Notes | TRUE | 0c3ae867-1060-40b5-bb68-261d16a167a0 | +d+Rnjf0gsByiO0u0ygqYXvxBkH3JuzPZMOt3PsTkJE= | C:\Temp\vw\test data\ppmd_templates_RRSS1.rvt | -
ppmd_templates_RRSS1.rvt | RRSS1 - EQUIPMENT SCHEDULE | TRUE | JSN | JSN | TRUE | 8632cd76-2ab9-457d-8db7-39197de446a2 | +d+Rnjf0gsByiO0u0ygqYXvxBkH3JuzPZMOt3PsTkJE= | C:\Temp\vw\test data\ppmd_templates_RRSS1.rvt | A1107¦A5075¦A5080¦A5107¦A5108¦A5180¦E0945¦E0948¦F0205¦F0340¦F2010¦F2020¦F3200¦M0750¦M0755¦M0765¦M1801¦M3070¦M3072¦M3110¦M4200¦M4255¦M4266¦M4275¦M4665¦M7040¦M7405¦M7845¦M8810¦P3100
ppmd_templates_RRSS1.rvt | RRSS1 - EQUIPMENT SCHEDULE | TRUE | Nomenclature | Nomenclature | TRUE | f004b755-1952-4a21-a1c1-98f41ef6a86c | +d+Rnjf0gsByiO0u0ygqYXvxBkH3JuzPZMOt3PsTkJE= | C:\Temp\vw\test data\ppmd_templates_RRSS1.rvt | Rail System, Utility, Gas and Electric¦Dispenser, Soap, Disposable¦Dispenser, Paper Towel, SS, Surface Mounted¦Dispenser, Glove, Surgical/Examination, Wall Mntd¦Waste Disposal Unit, Sharps¦Track, Cubicle, Surface Mounted, With Curtain¦Mobile, Workstation¦Cart, General Storage, Mobile, 42"H x 32"W x 22"D¦Chair, Side With Arms¦Stool, Self Adjusting¦Basket, Wastepaper, Step-On¦Can, Trash, 44 Gallon¦Clock, Battery, 12" Diameter¦Flowmeter, Air, Connect w/50 PSI Supply¦Flowmeter, Oxygen, Low Flow¦Regulator, Vacuum¦Computer, Microprocessing, w/Flat Panel Monitor¦Hamper, Linen, Mobile, w/Lid¦Frame, Infectious Waste Bag w/Lid¦Cabinet, Warming, F/S, 2 Heated Compartment, Elect¦Otoscope/Ophthalmoscope, Wall Mounted¦Stand, IV, Adjustable¦Pump, Volumetric, Infusion, Multiple Line¦Pump, Continuous, Analgesia (PCA)¦Stretcher, Recovery, Surgical¦Table, Overbed¦Light, Exam, Ceiling Mounted¦Monitor, Physiological, Bedside, 4 Channel¦Stand, Mayo¦Lavatory, Vitreous China, Slab Type
ppmd_templates_RRSS1.rvt | RRSS1 - EQUIPMENT SCHEDULE | TRUE | Qty | Count | FALSE |  | +d+Rnjf0gsByiO0u0ygqYXvxBkH3JuzPZMOt3PsTkJE= | C:\Temp\vw\test data\ppmd_templates_RRSS1.rvt | 3¦1¦1¦3¦3¦3¦3¦3¦3¦1¦4¦1¦1¦3¦3¦3¦3¦1¦1¦1¦3¦3¦3¦3¦3¦3¦3¦3¦3¦1
ppmd_templates_RRSS1.rvt | RRSS1 - EQUIPMENT SCHEDULE | TRUE | LF | Comments | FALSE |  | +d+Rnjf0gsByiO0u0ygqYXvxBkH3JuzPZMOt3PsTkJE= | C:\Temp\vw\test data\ppmd_templates_RRSS1.rvt | 24'-0"
ppmd_templates_RRSS1.rvt | RRSS1 - EQUIPMENT SCHEDULE | TRUE | Logistics¦AR | CAT_Army | TRUE | fa0e0053-bcc4-42e8-881f-6a4690f994c9 | +d+Rnjf0gsByiO0u0ygqYXvxBkH3JuzPZMOt3PsTkJE= | C:\Temp\vw\test data\ppmd_templates_RRSS1.rvt | A¦C¦A¦C¦C¦A¦C¦C¦C¦C¦C¦C¦C¦C¦C¦C¦C¦C¦C¦A¦C¦C¦C¦C¦C¦C¦A¦C¦C¦A
ppmd_templates_RRSS1.rvt | RRSS1 - EQUIPMENT SCHEDULE | TRUE | Logistics¦NA | CAT_Navy | TRUE | 183e77a6-b75d-41a5-8f81-f6abfee236ec | +d+Rnjf0gsByiO0u0ygqYXvxBkH3JuzPZMOt3PsTkJE= | C:\Temp\vw\test data\ppmd_templates_RRSS1.rvt | A¦C¦A¦C¦C¦A¦C¦C¦C¦C¦C¦C¦C¦C¦C¦C¦C¦C¦C¦A¦C¦C¦C¦C¦C¦C¦A¦C¦C¦A
ppmd_templates_RRSS1.rvt | RRSS1 - EQUIPMENT SCHEDULE | TRUE | Logistics¦AF | CAT_AF | TRUE | 053816d3-2f83-4e72-9b30-0a25ff75573f | +d+Rnjf0gsByiO0u0ygqYXvxBkH3JuzPZMOt3PsTkJE= | C:\Temp\vw\test data\ppmd_templates_RRSS1.rvt | A¦C¦A¦C¦C¦A¦C¦C¦C¦C¦C¦C¦C¦C¦C¦C¦C¦C¦C¦A¦-¦C¦C¦C¦C¦C¦A¦C¦C¦A
ppmd_templates_RRSS1.rvt | RRSS1 - EQUIPMENT SCHEDULE | TRUE | Logistics¦VA | CAT_VA | TRUE | abab06e0-bc20-4958-a9a7-acf73c376614 | +d+Rnjf0gsByiO0u0ygqYXvxBkH3JuzPZMOt3PsTkJE= | C:\Temp\vw\test data\ppmd_templates_RRSS1.rvt | A¦C¦A¦C¦C¦A¦C¦C¦C¦C¦C¦C¦C¦C¦C¦C¦C¦C¦C¦A¦C¦C¦C¦C¦C¦C¦A¦C¦C¦A
ppmd_templates_RRSS1.rvt | RRSS1 - EQUIPMENT SCHEDULE | TRUE | Utilities¦1 | UTIL_1_WaterDrain | TRUE | 594b780e-c62e-473b-9f66-4d3db2fa1b7f | +d+Rnjf0gsByiO0u0ygqYXvxBkH3JuzPZMOt3PsTkJE= | C:\Temp\vw\test data\ppmd_templates_RRSS1.rvt | -¦-¦-¦-¦-¦-¦-¦-¦-¦-¦-¦-¦-¦-¦-¦-¦-¦-¦-¦-¦-¦-¦-¦-¦-¦-¦-¦-¦-¦D
ppmd_templates_RRSS1.rvt | RRSS1 - EQUIPMENT SCHEDULE | TRUE | Utilities¦2 | UTIL_2_Elec | TRUE | 28082216-138e-4a2f-9824-e96dbd7e3cd0 | +d+Rnjf0gsByiO0u0ygqYXvxBkH3JuzPZMOt3PsTkJE= | C:\Temp\vw\test data\ppmd_templates_RRSS1.rvt | F¦-¦-¦-¦-¦-¦-¦-¦-¦-¦-¦-¦-¦-¦-¦-¦A¦-¦-¦f¦A¦-¦A¦A¦-¦-¦F¦A¦-¦-
ppmd_templates_RRSS1.rvt | RRSS1 - EQUIPMENT SCHEDULE | TRUE | Utilities¦3 | UTIL_3_MedGas | TRUE | 22af1ef2-54f0-4b6e-b40a-7064dfb8769c | +d+Rnjf0gsByiO0u0ygqYXvxBkH3JuzPZMOt3PsTkJE= | C:\Temp\vw\test data\ppmd_templates_RRSS1.rvt | G¦-¦-¦-¦-¦-¦-¦-¦-¦-¦-¦-¦-¦K¦A¦B¦-¦-¦-¦-¦-¦-¦-¦-¦-¦-¦-¦-¦-¦-
ppmd_templates_RRSS1.rvt | RRSS1 - EQUIPMENT SCHEDULE | TRUE | Utilities¦4 | UTIL_4_MiscGas | TRUE | 745b8c3e-fd4a-4430-994a-d25826e1e484 | +d+Rnjf0gsByiO0u0ygqYXvxBkH3JuzPZMOt3PsTkJE= | C:\Temp\vw\test data\ppmd_templates_RRSS1.rvt | -¦-¦-¦-¦-¦-¦-¦-¦-¦-¦-¦-¦-¦-¦-¦-¦-¦-¦-¦-¦-¦-¦-¦-¦-¦-¦-¦-¦-¦-
ppmd_templates_RRSS1.rvt | RRSS1 - EQUIPMENT SCHEDULE | TRUE | Utilities¦5 | UTIL_5_NonMedGas | TRUE | 323edf97-d058-44ef-a0fb-1836c80554d8 | +d+Rnjf0gsByiO0u0ygqYXvxBkH3JuzPZMOt3PsTkJE= | C:\Temp\vw\test data\ppmd_templates_RRSS1.rvt | -¦-¦-¦-¦-¦-¦-¦-¦-¦-¦-¦-¦-¦-¦-¦-¦-¦-¦-¦-¦-¦-¦-¦-¦-¦-¦-¦-¦-¦-
ppmd_templates_RRSS1.rvt | RRSS1 - EQUIPMENT SCHEDULE | TRUE | Utilities¦6 | UTIL_6_Misc | TRUE | 38083e2d-8ba3-4868-9752-742b7a4a9586 | +d+Rnjf0gsByiO0u0ygqYXvxBkH3JuzPZMOt3PsTkJE= | C:\Temp\vw\test data\ppmd_templates_RRSS1.rvt | A¦-¦-¦-¦-¦-¦-¦-¦-¦-¦-¦-¦-¦-¦-¦-¦-¦-¦-¦-¦-¦-¦-¦-¦-¦-¦-¦D¦-¦-
ppmd_templates_RRSS1.rvt | RRSS1 - INTERIOR DESIGN | FALSE | Floor Finish¦Preferred | Floor Finish | FALSE |  | +d+Rnjf0gsByiO0u0ygqYXvxBkH3JuzPZMOt3PsTkJE= | C:\Temp\vw\test data\ppmd_templates_RRSS1.rvt | SV
ppmd_templates_RRSS1.rvt | RRSS1 - INTERIOR DESIGN | FALSE | Floor Finish¦Alternate | Floor Finish2 | TRUE | 4030719d-a272-441a-8bfa-d5eb510a1687 | +d+Rnjf0gsByiO0u0ygqYXvxBkH3JuzPZMOt3PsTkJE= | C:\Temp\vw\test data\ppmd_templates_RRSS1.rvt | -
ppmd_templates_RRSS1.rvt | RRSS1 - INTERIOR DESIGN | FALSE | Wall Finish¦Preferred | Wall Finish | FALSE |  | +d+Rnjf0gsByiO0u0ygqYXvxBkH3JuzPZMOt3PsTkJE= | C:\Temp\vw\test data\ppmd_templates_RRSS1.rvt | GLG
ppmd_templates_RRSS1.rvt | RRSS1 - INTERIOR DESIGN | FALSE | Wall Finish¦Alternate | Wall Finish2 | TRUE | 5a49d499-57b3-4e1f-afc0-4c041c862be1 | +d+Rnjf0gsByiO0u0ygqYXvxBkH3JuzPZMOt3PsTkJE= | C:\Temp\vw\test data\ppmd_templates_RRSS1.rvt | -
ppmd_templates_RRSS1.rvt | RRSS1 - INTERIOR DESIGN | FALSE | Ceiling Finish¦Preferred | Ceiling Finish | FALSE |  | +d+Rnjf0gsByiO0u0ygqYXvxBkH3JuzPZMOt3PsTkJE= | C:\Temp\vw\test data\ppmd_templates_RRSS1.rvt | GLG
ppmd_templates_RRSS1.rvt | RRSS1 - INTERIOR DESIGN | FALSE | Ceiling Finish¦Alternate | Ceiling Finish2 | TRUE | acb31fd1-378b-4329-97b0-400ae39b5bc4 | +d+Rnjf0gsByiO0u0ygqYXvxBkH3JuzPZMOt3PsTkJE= | C:\Temp\vw\test data\ppmd_templates_RRSS1.rvt | AT2
ppmd_templates_RRSS1.rvt | RRSS1 - INTERIOR DESIGN | FALSE | Room Height¦ft - in | Ceiling_Hgt_IP | TRUE | 9f14ca4f-2465-4385-a17c-7aa549f64c09 | +d+Rnjf0gsByiO0u0ygqYXvxBkH3JuzPZMOt3PsTkJE= | C:\Temp\vw\test data\ppmd_templates_RRSS1.rvt | 9' - 0"
ppmd_templates_RRSS1.rvt | RRSS1 - INTERIOR DESIGN | FALSE | Room Noise¦Min NC | Noise_NC_MIN | TRUE | 8c49df6c-7d6b-49fd-9459-f57d0921d704 | +d+Rnjf0gsByiO0u0ygqYXvxBkH3JuzPZMOt3PsTkJE= | C:\Temp\vw\test data\ppmd_templates_RRSS1.rvt | 30
ppmd_templates_RRSS1.rvt | RRSS1 - INTERIOR DESIGN | FALSE | Room Noise¦Max NC | Noise_NC_MAX | TRUE | 629b571a-1c14-443c-b8e8-1130b5edb513 | +d+Rnjf0gsByiO0u0ygqYXvxBkH3JuzPZMOt3PsTkJE= | C:\Temp\vw\test data\ppmd_templates_RRSS1.rvt | 35
ppmd_templates_RRSS1.rvt | RRSS1 - INTERIOR DESIGN | FALSE | Room Noise¦SC | Noise_SC | TRUE | 44bf9cd1-070a-432c-87d9-26a3211cfe07 | +d+Rnjf0gsByiO0u0ygqYXvxBkH3JuzPZMOt3PsTkJE= | C:\Temp\vw\test data\ppmd_templates_RRSS1.rvt | 40
ppmd_templates_RRSS1.rvt | RRSS1 - MECHANICAL DESIGN | FALSE | Air Balance | Air_Balance | TRUE | 587b3cf9-4450-4d95-b8ef-0e93665dbd91 | +d+Rnjf0gsByiO0u0ygqYXvxBkH3JuzPZMOt3PsTkJE= | C:\Temp\vw\test data\ppmd_templates_RRSS1.rvt | +
ppmd_templates_RRSS1.rvt | RRSS1 - MECHANICAL DESIGN | FALSE | Air Changes Total | Air_Changes_Total | TRUE | 3988d7f3-0f28-4410-866c-5bc65e1d842a | +d+Rnjf0gsByiO0u0ygqYXvxBkH3JuzPZMOt3PsTkJE= | C:\Temp\vw\test data\ppmd_templates_RRSS1.rvt | 6
ppmd_templates_RRSS1.rvt | RRSS1 - MECHANICAL DESIGN | FALSE | Air Changes OA | Air_Changes_OA | TRUE | b7af949f-3b64-4f85-9391-d9f17dcaad1e | +d+Rnjf0gsByiO0u0ygqYXvxBkH3JuzPZMOt3PsTkJE= | C:\Temp\vw\test data\ppmd_templates_RRSS1.rvt | 2
ppmd_templates_RRSS1.rvt | RRSS1 - MECHANICAL DESIGN | FALSE | 100% Exhaust Air | Exhaust_Air_100% | TRUE | 62b97784-583b-47d5-90a3-a90bbb961b6e | +d+Rnjf0gsByiO0u0ygqYXvxBkH3JuzPZMOt3PsTkJE= | C:\Temp\vw\test data\ppmd_templates_RRSS1.rvt | -
ppmd_templates_RRSS1.rvt | RRSS1 - MECHANICAL DESIGN | FALSE | Summer Temp¦F | Temp_Summer_F | TRUE | 1cbf6964-bd0f-4852-b367-ef4828e2e2cc | +d+Rnjf0gsByiO0u0ygqYXvxBkH3JuzPZMOt3PsTkJE= | C:\Temp\vw\test data\ppmd_templates_RRSS1.rvt | 75
ppmd_templates_RRSS1.rvt | RRSS1 - MECHANICAL DESIGN | FALSE | Summer Temp¦C | Temp_Summer_C | FALSE |  | +d+Rnjf0gsByiO0u0ygqYXvxBkH3JuzPZMOt3PsTkJE= | C:\Temp\vw\test data\ppmd_templates_RRSS1.rvt | 24
ppmd_templates_RRSS1.rvt | RRSS1 - MECHANICAL DESIGN | FALSE | Summer Temp¦Note | Temp_Summer_Note | TRUE | 6248fa3c-bb43-4e1c-91bb-60e102e573b7 | +d+Rnjf0gsByiO0u0ygqYXvxBkH3JuzPZMOt3PsTkJE= | C:\Temp\vw\test data\ppmd_templates_RRSS1.rvt
ppmd_templates_RRSS1.rvt | RRSS1 - MECHANICAL DESIGN | FALSE | Winter Temp¦F | Temp_Winter_F | TRUE | b4f9888f-41ad-47ef-a6af-145b3de732c9 | +d+Rnjf0gsByiO0u0ygqYXvxBkH3JuzPZMOt3PsTkJE= | C:\Temp\vw\test data\ppmd_templates_RRSS1.rvt | 70
ppmd_templates_RRSS1.rvt | RRSS1 - MECHANICAL DESIGN | FALSE | Winter Temp¦C | Temp_Winter_C | FALSE |  | +d+Rnjf0gsByiO0u0ygqYXvxBkH3JuzPZMOt3PsTkJE= | C:\Temp\vw\test data\ppmd_templates_RRSS1.rvt | 21
ppmd_templates_RRSS1.rvt | RRSS1 - MECHANICAL DESIGN | FALSE | Winter Temp¦Note | Temp_Winter_Note | TRUE | aacd83fc-f530-464e-b089-01667d3c52cd | +d+Rnjf0gsByiO0u0ygqYXvxBkH3JuzPZMOt3PsTkJE= | C:\Temp\vw\test data\ppmd_templates_RRSS1.rvt
ppmd_templates_RRSS1.rvt | RRSS1 - MECHANICAL DESIGN | FALSE | Max Relative Humidity | Relative_Humidity | TRUE | 36ead6c1-4384-4a65-8654-06a60aef94cb | +d+Rnjf0gsByiO0u0ygqYXvxBkH3JuzPZMOt3PsTkJE= | C:\Temp\vw\test data\ppmd_templates_RRSS1.rvt | Y
ppmd_templates_RRSS1.rvt | RRSS1 - MECHANICAL DESIGN | FALSE | Filtration¦Interm % | Filtration_Inter_% | TRUE | 4f03ad65-f905-419e-a0cf-8f58fe921fbc | +d+Rnjf0gsByiO0u0ygqYXvxBkH3JuzPZMOt3PsTkJE= | C:\Temp\vw\test data\ppmd_templates_RRSS1.rvt | 14
ppmd_templates_RRSS1.rvt | RRSS1 - MECHANICAL DESIGN | FALSE | Filtration¦Final % | Filtration_Final_% | TRUE | cc736e5f-46f5-476a-8d0a-ceb32d8d4e5a | +d+Rnjf0gsByiO0u0ygqYXvxBkH3JuzPZMOt3PsTkJE= | C:\Temp\vw\test data\ppmd_templates_RRSS1.rvt | 14
ppmd_templates_RRSS1.rvt | RRSS1 - MECHANICAL DESIGN | FALSE | Notes | Mech_Notes | TRUE | a32df790-0ab9-4c4a-b19c-511c2eef6d56 | +d+Rnjf0gsByiO0u0ygqYXvxBkH3JuzPZMOt3PsTkJE= | C:\Temp\vw\test data\ppmd_templates_RRSS1.rvt | O
ppmd_templates_RRSS1.rvt | RRSS1 - MEDICAL GAS DESIGN | FALSE | MCA | MedGas_MCA | TRUE | 3b23ea7f-b9f1-4749-8a2b-eb6a4fab4cdc | +d+Rnjf0gsByiO0u0ygqYXvxBkH3JuzPZMOt3PsTkJE= | C:\Temp\vw\test data\ppmd_templates_RRSS1.rvt | 1
ppmd_templates_RRSS1.rvt | RRSS1 - MEDICAL GAS DESIGN | FALSE | DCA | MedGas_DCA | TRUE | 20dc9c73-7465-4e8a-8300-4a8b5a46a91c | +d+Rnjf0gsByiO0u0ygqYXvxBkH3JuzPZMOt3PsTkJE= | C:\Temp\vw\test data\ppmd_templates_RRSS1.rvt | -
ppmd_templates_RRSS1.rvt | RRSS1 - MEDICAL GAS DESIGN | FALSE | LA | MedGas_LA | TRUE | 99801083-d820-4c5f-ad07-ab168e1bbda0 | +d+Rnjf0gsByiO0u0ygqYXvxBkH3JuzPZMOt3PsTkJE= | C:\Temp\vw\test data\ppmd_templates_RRSS1.rvt | -
ppmd_templates_RRSS1.rvt | RRSS1 - MEDICAL GAS DESIGN | FALSE | PA | MedGas_PA | TRUE | 55793ba6-1647-428e-86f6-5ce4153c7f2e | +d+Rnjf0gsByiO0u0ygqYXvxBkH3JuzPZMOt3PsTkJE= | C:\Temp\vw\test data\ppmd_templates_RRSS1.rvt | -
ppmd_templates_RRSS1.rvt | RRSS1 - MEDICAL GAS DESIGN | FALSE | MV | MedGas_MV | TRUE | 0a0bec6d-9172-4a2c-9fb3-7616a08f677a | +d+Rnjf0gsByiO0u0ygqYXvxBkH3JuzPZMOt3PsTkJE= | C:\Temp\vw\test data\ppmd_templates_RRSS1.rvt | 3
ppmd_templates_RRSS1.rvt | RRSS1 - MEDICAL GAS DESIGN | FALSE | DHV | MedGas_DHV | TRUE | 79779898-9917-494b-a027-0013b44e14f1 | +d+Rnjf0gsByiO0u0ygqYXvxBkH3JuzPZMOt3PsTkJE= | C:\Temp\vw\test data\ppmd_templates_RRSS1.rvt | -
ppmd_templates_RRSS1.rvt | RRSS1 - MEDICAL GAS DESIGN | FALSE | DLV | MedGas_DLV | TRUE | bcdcef93-2e56-440a-a8f7-e9973eadba59 | +d+Rnjf0gsByiO0u0ygqYXvxBkH3JuzPZMOt3PsTkJE= | C:\Temp\vw\test data\ppmd_templates_RRSS1.rvt | -
ppmd_templates_RRSS1.rvt | RRSS1 - MEDICAL GAS DESIGN | FALSE | LDE | MedGas_LDE | TRUE | cc6496eb-fa04-4455-81d4-1dfb1e6aaa52 | +d+Rnjf0gsByiO0u0ygqYXvxBkH3JuzPZMOt3PsTkJE= | C:\Temp\vw\test data\ppmd_templates_RRSS1.rvt | -
ppmd_templates_RRSS1.rvt | RRSS1 - MEDICAL GAS DESIGN | FALSE | OX | MedGas_OX | TRUE | 59f6c2e0-639e-4476-adf0-a5c19b1199db | +d+Rnjf0gsByiO0u0ygqYXvxBkH3JuzPZMOt3PsTkJE= | C:\Temp\vw\test data\ppmd_templates_RRSS1.rvt | 3
ppmd_templates_RRSS1.rvt | RRSS1 - MEDICAL GAS DESIGN | FALSE | NO | MedGas_NO | TRUE | 1f31b342-99ad-494b-90ce-f27b8fc04b75 | +d+Rnjf0gsByiO0u0ygqYXvxBkH3JuzPZMOt3PsTkJE= | C:\Temp\vw\test data\ppmd_templates_RRSS1.rvt | -
ppmd_templates_RRSS1.rvt | RRSS1 - MEDICAL GAS DESIGN | FALSE | NI | MedGas_NI | TRUE | ea24567d-1f4e-45f9-907f-a79ef8b323b1 | +d+Rnjf0gsByiO0u0ygqYXvxBkH3JuzPZMOt3PsTkJE= | C:\Temp\vw\test data\ppmd_templates_RRSS1.rvt | -
ppmd_templates_RRSS1.rvt | RRSS1 - MEDICAL GAS DESIGN | FALSE | WAGD | MedGas_WAGD | TRUE | 1aa3572e-5073-44b4-acb3-ff8739230b69 | +d+Rnjf0gsByiO0u0ygqYXvxBkH3JuzPZMOt3PsTkJE= | C:\Temp\vw\test data\ppmd_templates_RRSS1.rvt | -
ppmd_templates_RRSS1.rvt | RRSS1 - MEDICAL GAS DESIGN | FALSE | Notes1 | MedGas_Notes | TRUE | 69d1283f-21ef-46f3-9ebb-e36d00ef4da3 | +d+Rnjf0gsByiO0u0ygqYXvxBkH3JuzPZMOt3PsTkJE= | C:\Temp\vw\test data\ppmd_templates_RRSS1.rvt | B
ppmd_templates_RRSS1.rvt | RRSS1 - MEDICAL GAS DESIGN | FALSE | Notes2 | MedGas_Notes2 | TRUE | 867f4341-094b-4cc7-b128-8c28392e09cd | +d+Rnjf0gsByiO0u0ygqYXvxBkH3JuzPZMOt3PsTkJE= | C:\Temp\vw\test data\ppmd_templates_RRSS1.rvt
ppmd_templates_RRSS1.rvt | RRSS1 - STRUCTURAL DESIGN | FALSE | Structural Load¦psf | Str_FloorLoad_psf | TRUE | 654b90c9-d71e-4bcd-9f27-a1532becca95 | +d+Rnjf0gsByiO0u0ygqYXvxBkH3JuzPZMOt3PsTkJE= | C:\Temp\vw\test data\ppmd_templates_RRSS1.rvt | 60
ppmd_templates_RRSS1.rvt | RRSS1 - STRUCTURAL DESIGN | FALSE | Structural Load¦kPA | Str_FloorLoad_kPA | FALSE |  | +d+Rnjf0gsByiO0u0ygqYXvxBkH3JuzPZMOt3PsTkJE= | C:\Temp\vw\test data\ppmd_templates_RRSS1.rvt | 3
ppmd_templates_RRSS1.rvt | RRSS1 - STRUCTURAL DESIGN | FALSE | Notes | Str_Notes | TRUE | 509b36e6-cf53-4158-b357-61e3cedd6faa | +d+Rnjf0gsByiO0u0ygqYXvxBkH3JuzPZMOt3PsTkJE= | C:\Temp\vw\test data\ppmd_templates_RRSS1.rvt
ppmd_templates_TLTS1.rvt | Data/Telephone Equipment | FALSE | Mark | Mark | FALSE |  | r2cEJ0tY7Kt/g/Fy4EZyqKx+i6+3bsv8xU+/g+MSoPA= | C:\Temp\vw\test data\ppmd_templates_TLTS1.rvt
ppmd_templates_TLTS1.rvt | Data/Telephone Equipment | FALSE | Family | Family | FALSE |  | r2cEJ0tY7Kt/g/Fy4EZyqKx+i6+3bsv8xU+/g+MSoPA= | C:\Temp\vw\test data\ppmd_templates_TLTS1.rvt
ppmd_templates_TLTS1.rvt | Data/Telephone Equipment | FALSE | OmniClass Number | OmniClass Number | FALSE |  | r2cEJ0tY7Kt/g/Fy4EZyqKx+i6+3bsv8xU+/g+MSoPA= | C:\Temp\vw\test data\ppmd_templates_TLTS1.rvt
ppmd_templates_TLTS1.rvt | Data/Telephone Equipment | FALSE | Type | Type | FALSE |  | r2cEJ0tY7Kt/g/Fy4EZyqKx+i6+3bsv8xU+/g+MSoPA= | C:\Temp\vw\test data\ppmd_templates_TLTS1.rvt
ppmd_templates_TLTS1.rvt | Data/Telephone Equipment | FALSE | Count | Count | FALSE |  | r2cEJ0tY7Kt/g/Fy4EZyqKx+i6+3bsv8xU+/g+MSoPA= | C:\Temp\vw\test data\ppmd_templates_TLTS1.rvt
ppmd_templates_TLTS1.rvt | TLTS1 - DOOR SCHEDULE | FALSE | Mark | Construction Type | FALSE |  | r2cEJ0tY7Kt/g/Fy4EZyqKx+i6+3bsv8xU+/g+MSoPA= | C:\Temp\vw\test data\ppmd_templates_TLTS1.rvt | A
ppmd_templates_TLTS1.rvt | TLTS1 - DOOR SCHEDULE | FALSE | Type | Family | FALSE |  | r2cEJ0tY7Kt/g/Fy4EZyqKx+i6+3bsv8xU+/g+MSoPA= | C:\Temp\vw\test data\ppmd_templates_TLTS1.rvt | Single-Flush
ppmd_templates_TLTS1.rvt | TLTS1 - DOOR SCHEDULE | FALSE | Count | Count | FALSE |  | r2cEJ0tY7Kt/g/Fy4EZyqKx+i6+3bsv8xU+/g+MSoPA= | C:\Temp\vw\test data\ppmd_templates_TLTS1.rvt | 1
ppmd_templates_TLTS1.rvt | TLTS1 - DOOR SCHEDULE | FALSE | Height¦ft - in | Height | FALSE |  | r2cEJ0tY7Kt/g/Fy4EZyqKx+i6+3bsv8xU+/g+MSoPA= | C:\Temp\vw\test data\ppmd_templates_TLTS1.rvt | 7' - 0"
ppmd_templates_TLTS1.rvt | TLTS1 - DOOR SCHEDULE | FALSE | Width¦ft - in | Width | FALSE |  | r2cEJ0tY7Kt/g/Fy4EZyqKx+i6+3bsv8xU+/g+MSoPA= | C:\Temp\vw\test data\ppmd_templates_TLTS1.rvt | 3' - 0"
ppmd_templates_TLTS1.rvt | TLTS1 - DOOR SCHEDULE | FALSE | Notes | Type Comments | FALSE |  | r2cEJ0tY7Kt/g/Fy4EZyqKx+i6+3bsv8xU+/g+MSoPA= | C:\Temp\vw\test data\ppmd_templates_TLTS1.rvt
ppmd_templates_TLTS1.rvt | TLTS1 - ELECTRICAL DESIGN | FALSE | Lighting¦LUX1 | Light_Level_LUX | TRUE | fc853981-f613-4f05-81bd-e48fb947424b | r2cEJ0tY7Kt/g/Fy4EZyqKx+i6+3bsv8xU+/g+MSoPA= | C:\Temp\vw\test data\ppmd_templates_TLTS1.rvt | 200
ppmd_templates_TLTS1.rvt | TLTS1 - ELECTRICAL DESIGN | FALSE | Lighting¦Footcandles1 | Light_Level_FC | FALSE |  | r2cEJ0tY7Kt/g/Fy4EZyqKx+i6+3bsv8xU+/g+MSoPA= | C:\Temp\vw\test data\ppmd_templates_TLTS1.rvt | 19
ppmd_templates_TLTS1.rvt | TLTS1 - ELECTRICAL DESIGN | FALSE | Lighting¦LUX2 | Light_Level_LUX2 | TRUE | 172f1cff-58cc-41cd-b888-0e7a81d2bf40 | r2cEJ0tY7Kt/g/Fy4EZyqKx+i6+3bsv8xU+/g+MSoPA= | C:\Temp\vw\test data\ppmd_templates_TLTS1.rvt
ppmd_templates_TLTS1.rvt | TLTS1 - ELECTRICAL DESIGN | FALSE | Lighting¦Footcandles2 | Light_Level_FC2 | FALSE |  | r2cEJ0tY7Kt/g/Fy4EZyqKx+i6+3bsv8xU+/g+MSoPA= | C:\Temp\vw\test data\ppmd_templates_TLTS1.rvt
ppmd_templates_TLTS1.rvt | TLTS1 - ELECTRICAL DESIGN | FALSE | Lighting¦Notes | Light_Notes | TRUE | a36245ac-ea57-45c2-bac5-bed4d04a4f78 | r2cEJ0tY7Kt/g/Fy4EZyqKx+i6+3bsv8xU+/g+MSoPA= | C:\Temp\vw\test data\ppmd_templates_TLTS1.rvt
ppmd_templates_TLTS1.rvt | TLTS1 - ELECTRICAL DESIGN | FALSE | Lighting¦Notes2 | Light_Notes2 | TRUE | 6d0b4891-ce4c-45f8-9560-387866098a10 | r2cEJ0tY7Kt/g/Fy4EZyqKx+i6+3bsv8xU+/g+MSoPA= | C:\Temp\vw\test data\ppmd_templates_TLTS1.rvt
ppmd_templates_TLTS1.rvt | TLTS1 - ELECTRICAL DESIGN | FALSE | Essential Power¦% Power | ES_Power% | TRUE | 7cbfe71a-865f-4cf4-b400-c67e3939439b | r2cEJ0tY7Kt/g/Fy4EZyqKx+i6+3bsv8xU+/g+MSoPA= | C:\Temp\vw\test data\ppmd_templates_TLTS1.rvt
ppmd_templates_TLTS1.rvt | TLTS1 - ELECTRICAL DESIGN | FALSE | Essential Power¦% Light | ES_Light% | TRUE | af00a8bb-40cb-434a-a7e5-b4140f3c844f | r2cEJ0tY7Kt/g/Fy4EZyqKx+i6+3bsv8xU+/g+MSoPA= | C:\Temp\vw\test data\ppmd_templates_TLTS1.rvt
ppmd_templates_TLTS1.rvt | TLTS1 - ELECTRICAL DESIGN | FALSE | Essential Power¦Notes | ES_Notes | TRUE | 0c3ae867-1060-40b5-bb68-261d16a167a0 | r2cEJ0tY7Kt/g/Fy4EZyqKx+i6+3bsv8xU+/g+MSoPA= | C:\Temp\vw\test data\ppmd_templates_TLTS1.rvt
ppmd_templates_TLTS1.rvt | TLTS1 - EQUIPMENT SCHEDULE | TRUE | JSN | JSN | TRUE | 8632cd76-2ab9-457d-8db7-39197de446a2 | r2cEJ0tY7Kt/g/Fy4EZyqKx+i6+3bsv8xU+/g+MSoPA= | C:\Temp\vw\test data\ppmd_templates_TLTS1.rvt | A1090¦A5030¦A5075¦A5080¦A5090¦A5109¦A5110¦A5145¦A5170¦A5200¦A5205¦F2000¦P3000¦P5040¦P9050
ppmd_templates_TLTS1.rvt | TLTS1 - EQUIPMENT SCHEDULE | TRUE | Nomenclature | Nomenclature | TRUE | f004b755-1952-4a21-a1c1-98f41ef6a86c | r2cEJ0tY7Kt/g/Fy4EZyqKx+i6+3bsv8xU+/g+MSoPA= | C:\Temp\vw\test data\ppmd_templates_TLTS1.rvt | Mirror, Float Glass, With SS Frame & Shelf¦Bench, Stall, Shower, Built In¦Dispenser, Soap, Disposable¦Dispenser, Paper Towel, SS, Surface Mounted¦Disposal, Sanitary Napkin, SS, Surface Mounted¦Grab Bar, 1-1/4" Dia., SS, 2 Wall, W/C Accessible¦Grab Bar, 1-1/4" Dia., SS, 2 Wall, Shower Use¦Hook, Garment, Double, SS, Surface Mounted¦Rod, Shower Curtain, 1"Diameter, W/Curtain & Hooks¦Dispenser, Toilet Tissue, SS, 2-Roll, Surface Mntd¦Bar, Towel, 1" Diameter, SS, Surface Mounted¦Basket, Wastepaper, Round, Metal¦Lavatory, Vitreous China, Straight Back¦Shower, Single, Hand-Held¦Toilet, Wall Hung, Siphon Jet
ppmd_templates_TLTS1.rvt | TLTS1 - EQUIPMENT SCHEDULE | TRUE | Qty | Count | FALSE |  | r2cEJ0tY7Kt/g/Fy4EZyqKx+i6+3bsv8xU+/g+MSoPA= | C:\Temp\vw\test data\ppmd_templates_TLTS1.rvt | 1¦1¦2¦1¦1¦2¦3¦1¦1¦1¦1¦1¦1¦1¦1
ppmd_templates_TLTS1.rvt | TLTS1 - EQUIPMENT SCHEDULE | TRUE | LF | Comments | FALSE |  | r2cEJ0tY7Kt/g/Fy4EZyqKx+i6+3bsv8xU+/g+MSoPA= | C:\Temp\vw\test data\ppmd_templates_TLTS1.rvt
ppmd_templates_TLTS1.rvt | TLTS1 - EQUIPMENT SCHEDULE | TRUE | Logistics¦AR | CAT_Army | TRUE | fa0e0053-bcc4-42e8-881f-6a4690f994c9 | r2cEJ0tY7Kt/g/Fy4EZyqKx+i6+3bsv8xU+/g+MSoPA= | C:\Temp\vw\test data\ppmd_templates_TLTS1.rvt | A¦A¦C¦A¦A¦A¦A¦A¦A¦A¦A¦C¦A¦A¦A
ppmd_templates_TLTS1.rvt | TLTS1 - EQUIPMENT SCHEDULE | TRUE | Logistics¦NA | CAT_Navy | TRUE | 183e77a6-b75d-41a5-8f81-f6abfee236ec | r2cEJ0tY7Kt/g/Fy4EZyqKx+i6+3bsv8xU+/g+MSoPA= | C:\Temp\vw\test data\ppmd_templates_TLTS1.rvt | A¦A¦C¦A¦A¦A¦A¦A¦A¦A¦A¦C¦A¦A¦A
ppmd_templates_TLTS1.rvt | TLTS1 - EQUIPMENT SCHEDULE | TRUE | Logistics¦AF | CAT_AF | TRUE | 053816d3-2f83-4e72-9b30-0a25ff75573f | r2cEJ0tY7Kt/g/Fy4EZyqKx+i6+3bsv8xU+/g+MSoPA= | C:\Temp\vw\test data\ppmd_templates_TLTS1.rvt | A¦A¦C¦A¦A¦A¦A¦A¦A¦A¦A¦C¦A¦A¦A
ppmd_templates_TLTS1.rvt | TLTS1 - EQUIPMENT SCHEDULE | TRUE | Logistics¦VA | CAT_VA | TRUE | abab06e0-bc20-4958-a9a7-acf73c376614 | r2cEJ0tY7Kt/g/Fy4EZyqKx+i6+3bsv8xU+/g+MSoPA= | C:\Temp\vw\test data\ppmd_templates_TLTS1.rvt | A¦A¦C¦A¦A¦A¦A¦A¦A¦A¦A¦C¦A¦A¦A
ppmd_templates_TLTS1.rvt | TLTS1 - EQUIPMENT SCHEDULE | TRUE | Utilities¦1 | UTIL_1_WaterDrain | TRUE | 594b780e-c62e-473b-9f66-4d3db2fa1b7f | r2cEJ0tY7Kt/g/Fy4EZyqKx+i6+3bsv8xU+/g+MSoPA= | C:\Temp\vw\test data\ppmd_templates_TLTS1.rvt | -¦-¦-¦-¦-¦-¦-¦-¦-¦-¦-¦-¦D¦D¦B
ppmd_templates_TLTS1.rvt | TLTS1 - EQUIPMENT SCHEDULE | TRUE | Utilities¦2 | UTIL_2_Elec | TRUE | 28082216-138e-4a2f-9824-e96dbd7e3cd0 | r2cEJ0tY7Kt/g/Fy4EZyqKx+i6+3bsv8xU+/g+MSoPA= | C:\Temp\vw\test data\ppmd_templates_TLTS1.rvt | -¦-¦-¦-¦-¦-¦-¦-¦-¦-¦-¦-¦-¦-¦-
ppmd_templates_TLTS1.rvt | TLTS1 - EQUIPMENT SCHEDULE | TRUE | Utilities¦3 | UTIL_3_MedGas | TRUE | 22af1ef2-54f0-4b6e-b40a-7064dfb8769c | r2cEJ0tY7Kt/g/Fy4EZyqKx+i6+3bsv8xU+/g+MSoPA= | C:\Temp\vw\test data\ppmd_templates_TLTS1.rvt | -¦-¦-¦-¦-¦-¦-¦-¦-¦-¦-¦-¦-¦-¦-
ppmd_templates_TLTS1.rvt | TLTS1 - EQUIPMENT SCHEDULE | TRUE | Utilities¦4 | UTIL_4_MiscGas | TRUE | 745b8c3e-fd4a-4430-994a-d25826e1e484 | r2cEJ0tY7Kt/g/Fy4EZyqKx+i6+3bsv8xU+/g+MSoPA= | C:\Temp\vw\test data\ppmd_templates_TLTS1.rvt | -¦-¦-¦-¦-¦-¦-¦-¦-¦-¦-¦-¦-¦-¦-
ppmd_templates_TLTS1.rvt | TLTS1 - EQUIPMENT SCHEDULE | TRUE | Utilities¦5 | UTIL_5_NonMedGas | TRUE | 323edf97-d058-44ef-a0fb-1836c80554d8 | r2cEJ0tY7Kt/g/Fy4EZyqKx+i6+3bsv8xU+/g+MSoPA= | C:\Temp\vw\test data\ppmd_templates_TLTS1.rvt | -¦-¦-¦-¦-¦-¦-¦-¦-¦-¦-¦-¦-¦-¦-
ppmd_templates_TLTS1.rvt | TLTS1 - EQUIPMENT SCHEDULE | TRUE | Utilities¦6 | UTIL_6_Misc | TRUE | 38083e2d-8ba3-4868-9752-742b7a4a9586 | r2cEJ0tY7Kt/g/Fy4EZyqKx+i6+3bsv8xU+/g+MSoPA= | C:\Temp\vw\test data\ppmd_templates_TLTS1.rvt | -¦-¦-¦-¦-¦-¦-¦-¦-¦-¦-¦-¦-¦-¦-
ppmd_templates_TLTS1.rvt | TLTS1 - INTERIOR DESIGN | FALSE | Floor Finish¦Preferred | Floor Finish | FALSE |  | r2cEJ0tY7Kt/g/Fy4EZyqKx+i6+3bsv8xU+/g+MSoPA= | C:\Temp\vw\test data\ppmd_templates_TLTS1.rvt | CT
ppmd_templates_TLTS1.rvt | TLTS1 - INTERIOR DESIGN | FALSE | Floor Finish¦Alternate | Floor Finish2 | TRUE | 4030719d-a272-441a-8bfa-d5eb510a1687 | r2cEJ0tY7Kt/g/Fy4EZyqKx+i6+3bsv8xU+/g+MSoPA= | C:\Temp\vw\test data\ppmd_templates_TLTS1.rvt | SP
ppmd_templates_TLTS1.rvt | TLTS1 - INTERIOR DESIGN | FALSE | Wall Finish¦Preferred | Wall Finish | FALSE |  | r2cEJ0tY7Kt/g/Fy4EZyqKx+i6+3bsv8xU+/g+MSoPA= | C:\Temp\vw\test data\ppmd_templates_TLTS1.rvt | GCT
ppmd_templates_TLTS1.rvt | TLTS1 - INTERIOR DESIGN | FALSE | Wall Finish¦Alternate | Wall Finish2 | TRUE | 5a49d499-57b3-4e1f-afc0-4c041c862be1 | r2cEJ0tY7Kt/g/Fy4EZyqKx+i6+3bsv8xU+/g+MSoPA= | C:\Temp\vw\test data\ppmd_templates_TLTS1.rvt | -
ppmd_templates_TLTS1.rvt | TLTS1 - INTERIOR DESIGN | FALSE | Ceiling Finish¦Preferred | Ceiling Finish | FALSE |  | r2cEJ0tY7Kt/g/Fy4EZyqKx+i6+3bsv8xU+/g+MSoPA= | C:\Temp\vw\test data\ppmd_templates_TLTS1.rvt | GPT
ppmd_templates_TLTS1.rvt | TLTS1 - INTERIOR DESIGN | FALSE | Ceiling Finish¦Alternate | Ceiling Finish2 | TRUE | acb31fd1-378b-4329-97b0-400ae39b5bc4 | r2cEJ0tY7Kt/g/Fy4EZyqKx+i6+3bsv8xU+/g+MSoPA= | C:\Temp\vw\test data\ppmd_templates_TLTS1.rvt | SSP
ppmd_templates_TLTS1.rvt | TLTS1 - INTERIOR DESIGN | FALSE | Room Height¦ft - in | Ceiling_Hgt_IP | TRUE | 9f14ca4f-2465-4385-a17c-7aa549f64c09 | r2cEJ0tY7Kt/g/Fy4EZyqKx+i6+3bsv8xU+/g+MSoPA= | C:\Temp\vw\test data\ppmd_templates_TLTS1.rvt | 8' - 0"
ppmd_templates_TLTS1.rvt | TLTS1 - INTERIOR DESIGN | FALSE | Room Noise¦Min NC | Noise_NC_MIN | TRUE | 8c49df6c-7d6b-49fd-9459-f57d0921d704 | r2cEJ0tY7Kt/g/Fy4EZyqKx+i6+3bsv8xU+/g+MSoPA= | C:\Temp\vw\test data\ppmd_templates_TLTS1.rvt | 30
ppmd_templates_TLTS1.rvt | TLTS1 - INTERIOR DESIGN | FALSE | Room Noise¦Max NC | Noise_NC_MAX | TRUE | 629b571a-1c14-443c-b8e8-1130b5edb513 | r2cEJ0tY7Kt/g/Fy4EZyqKx+i6+3bsv8xU+/g+MSoPA= | C:\Temp\vw\test data\ppmd_templates_TLTS1.rvt | 40
ppmd_templates_TLTS1.rvt | TLTS1 - INTERIOR DESIGN | FALSE | Room Noise¦SC | Noise_SC | TRUE | 44bf9cd1-070a-432c-87d9-26a3211cfe07 | r2cEJ0tY7Kt/g/Fy4EZyqKx+i6+3bsv8xU+/g+MSoPA= | C:\Temp\vw\test data\ppmd_templates_TLTS1.rvt | 45
ppmd_templates_TLTS1.rvt | TLTS1 - MECHANICAL DESIGN | FALSE | Air Balance | Air_Balance | TRUE | 587b3cf9-4450-4d95-b8ef-0e93665dbd91 | r2cEJ0tY7Kt/g/Fy4EZyqKx+i6+3bsv8xU+/g+MSoPA= | C:\Temp\vw\test data\ppmd_templates_TLTS1.rvt | EX
ppmd_templates_TLTS1.rvt | TLTS1 - MECHANICAL DESIGN | FALSE | Air Changes Total | Air_Changes_Total | TRUE | 3988d7f3-0f28-4410-866c-5bc65e1d842a | r2cEJ0tY7Kt/g/Fy4EZyqKx+i6+3bsv8xU+/g+MSoPA= | C:\Temp\vw\test data\ppmd_templates_TLTS1.rvt | 10
ppmd_templates_TLTS1.rvt | TLTS1 - MECHANICAL DESIGN | FALSE | Air Changes OA | Air_Changes_OA | TRUE | b7af949f-3b64-4f85-9391-d9f17dcaad1e | r2cEJ0tY7Kt/g/Fy4EZyqKx+i6+3bsv8xU+/g+MSoPA= | C:\Temp\vw\test data\ppmd_templates_TLTS1.rvt | 0
ppmd_templates_TLTS1.rvt | TLTS1 - MECHANICAL DESIGN | FALSE | 100% Exhaust Air | Exhaust_Air_100% | TRUE | 62b97784-583b-47d5-90a3-a90bbb961b6e | r2cEJ0tY7Kt/g/Fy4EZyqKx+i6+3bsv8xU+/g+MSoPA= | C:\Temp\vw\test data\ppmd_templates_TLTS1.rvt | Y
ppmd_templates_TLTS1.rvt | TLTS1 - MECHANICAL DESIGN | FALSE | Summer Temp¦F | Temp_Summer_F | TRUE | 1cbf6964-bd0f-4852-b367-ef4828e2e2cc | r2cEJ0tY7Kt/g/Fy4EZyqKx+i6+3bsv8xU+/g+MSoPA= | C:\Temp\vw\test data\ppmd_templates_TLTS1.rvt
ppmd_templates_TLTS1.rvt | TLTS1 - MECHANICAL DESIGN | FALSE | Summer Temp¦C | Temp_Summer_C | FALSE |  | r2cEJ0tY7Kt/g/Fy4EZyqKx+i6+3bsv8xU+/g+MSoPA= | C:\Temp\vw\test data\ppmd_templates_TLTS1.rvt
ppmd_templates_TLTS1.rvt | TLTS1 - MECHANICAL DESIGN | FALSE | Summer Temp¦Note | Temp_Summer_Note | TRUE | 6248fa3c-bb43-4e1c-91bb-60e102e573b7 | r2cEJ0tY7Kt/g/Fy4EZyqKx+i6+3bsv8xU+/g+MSoPA= | C:\Temp\vw\test data\ppmd_templates_TLTS1.rvt
ppmd_templates_TLTS1.rvt | TLTS1 - MECHANICAL DESIGN | FALSE | Winter Temp¦F | Temp_Winter_F | TRUE | b4f9888f-41ad-47ef-a6af-145b3de732c9 | r2cEJ0tY7Kt/g/Fy4EZyqKx+i6+3bsv8xU+/g+MSoPA= | C:\Temp\vw\test data\ppmd_templates_TLTS1.rvt | 68
ppmd_templates_TLTS1.rvt | TLTS1 - MECHANICAL DESIGN | FALSE | Winter Temp¦C | Temp_Winter_C | FALSE |  | r2cEJ0tY7Kt/g/Fy4EZyqKx+i6+3bsv8xU+/g+MSoPA= | C:\Temp\vw\test data\ppmd_templates_TLTS1.rvt | 20
ppmd_templates_TLTS1.rvt | TLTS1 - MECHANICAL DESIGN | FALSE | Winter Temp¦Note | Temp_Winter_Note | TRUE | aacd83fc-f530-464e-b089-01667d3c52cd | r2cEJ0tY7Kt/g/Fy4EZyqKx+i6+3bsv8xU+/g+MSoPA= | C:\Temp\vw\test data\ppmd_templates_TLTS1.rvt
ppmd_templates_TLTS1.rvt | TLTS1 - MECHANICAL DESIGN | FALSE | Max Relative Humidity | Relative_Humidity | TRUE | 36ead6c1-4384-4a65-8654-06a60aef94cb | r2cEJ0tY7Kt/g/Fy4EZyqKx+i6+3bsv8xU+/g+MSoPA= | C:\Temp\vw\test data\ppmd_templates_TLTS1.rvt
ppmd_templates_TLTS1.rvt | TLTS1 - MECHANICAL DESIGN | FALSE | Filtration¦Interm % | Filtration_Inter_% | TRUE | 4f03ad65-f905-419e-a0cf-8f58fe921fbc | r2cEJ0tY7Kt/g/Fy4EZyqKx+i6+3bsv8xU+/g+MSoPA= | C:\Temp\vw\test data\ppmd_templates_TLTS1.rvt | 13
ppmd_templates_TLTS1.rvt | TLTS1 - MECHANICAL DESIGN | FALSE | Filtration¦Final % | Filtration_Final_% | TRUE | cc736e5f-46f5-476a-8d0a-ceb32d8d4e5a | r2cEJ0tY7Kt/g/Fy4EZyqKx+i6+3bsv8xU+/g+MSoPA= | C:\Temp\vw\test data\ppmd_templates_TLTS1.rvt
ppmd_templates_TLTS1.rvt | TLTS1 - MECHANICAL DESIGN | FALSE | Notes | Mech_Notes | TRUE | a32df790-0ab9-4c4a-b19c-511c2eef6d56 | r2cEJ0tY7Kt/g/Fy4EZyqKx+i6+3bsv8xU+/g+MSoPA= | C:\Temp\vw\test data\ppmd_templates_TLTS1.rvt
ppmd_templates_TLTS1.rvt | TLTS1 - MEDICAL GAS DESIGN | FALSE | MCA | MedGas_MCA | TRUE | 3b23ea7f-b9f1-4749-8a2b-eb6a4fab4cdc | r2cEJ0tY7Kt/g/Fy4EZyqKx+i6+3bsv8xU+/g+MSoPA= | C:\Temp\vw\test data\ppmd_templates_TLTS1.rvt
ppmd_templates_TLTS1.rvt | TLTS1 - MEDICAL GAS DESIGN | FALSE | DCA | MedGas_DCA | TRUE | 20dc9c73-7465-4e8a-8300-4a8b5a46a91c | r2cEJ0tY7Kt/g/Fy4EZyqKx+i6+3bsv8xU+/g+MSoPA= | C:\Temp\vw\test data\ppmd_templates_TLTS1.rvt
ppmd_templates_TLTS1.rvt | TLTS1 - MEDICAL GAS DESIGN | FALSE | LA | MedGas_LA | TRUE | 99801083-d820-4c5f-ad07-ab168e1bbda0 | r2cEJ0tY7Kt/g/Fy4EZyqKx+i6+3bsv8xU+/g+MSoPA= | C:\Temp\vw\test data\ppmd_templates_TLTS1.rvt
ppmd_templates_TLTS1.rvt | TLTS1 - MEDICAL GAS DESIGN | FALSE | PA | MedGas_PA | TRUE | 55793ba6-1647-428e-86f6-5ce4153c7f2e | r2cEJ0tY7Kt/g/Fy4EZyqKx+i6+3bsv8xU+/g+MSoPA= | C:\Temp\vw\test data\ppmd_templates_TLTS1.rvt
ppmd_templates_TLTS1.rvt | TLTS1 - MEDICAL GAS DESIGN | FALSE | MV | MedGas_MV | TRUE | 0a0bec6d-9172-4a2c-9fb3-7616a08f677a | r2cEJ0tY7Kt/g/Fy4EZyqKx+i6+3bsv8xU+/g+MSoPA= | C:\Temp\vw\test data\ppmd_templates_TLTS1.rvt
ppmd_templates_TLTS1.rvt | TLTS1 - MEDICAL GAS DESIGN | FALSE | DHV | MedGas_DHV | TRUE | 79779898-9917-494b-a027-0013b44e14f1 | r2cEJ0tY7Kt/g/Fy4EZyqKx+i6+3bsv8xU+/g+MSoPA= | C:\Temp\vw\test data\ppmd_templates_TLTS1.rvt
ppmd_templates_TLTS1.rvt | TLTS1 - MEDICAL GAS DESIGN | FALSE | DLV | MedGas_DLV | TRUE | bcdcef93-2e56-440a-a8f7-e9973eadba59 | r2cEJ0tY7Kt/g/Fy4EZyqKx+i6+3bsv8xU+/g+MSoPA= | C:\Temp\vw\test data\ppmd_templates_TLTS1.rvt
ppmd_templates_TLTS1.rvt | TLTS1 - MEDICAL GAS DESIGN | FALSE | LDE | MedGas_LDE | TRUE | cc6496eb-fa04-4455-81d4-1dfb1e6aaa52 | r2cEJ0tY7Kt/g/Fy4EZyqKx+i6+3bsv8xU+/g+MSoPA= | C:\Temp\vw\test data\ppmd_templates_TLTS1.rvt
ppmd_templates_TLTS1.rvt | TLTS1 - MEDICAL GAS DESIGN | FALSE | OX | MedGas_OX | TRUE | 59f6c2e0-639e-4476-adf0-a5c19b1199db | r2cEJ0tY7Kt/g/Fy4EZyqKx+i6+3bsv8xU+/g+MSoPA= | C:\Temp\vw\test data\ppmd_templates_TLTS1.rvt
ppmd_templates_TLTS1.rvt | TLTS1 - MEDICAL GAS DESIGN | FALSE | NO | MedGas_NO | TRUE | 1f31b342-99ad-494b-90ce-f27b8fc04b75 | r2cEJ0tY7Kt/g/Fy4EZyqKx+i6+3bsv8xU+/g+MSoPA= | C:\Temp\vw\test data\ppmd_templates_TLTS1.rvt
ppmd_templates_TLTS1.rvt | TLTS1 - MEDICAL GAS DESIGN | FALSE | NI | MedGas_NI | TRUE | ea24567d-1f4e-45f9-907f-a79ef8b323b1 | r2cEJ0tY7Kt/g/Fy4EZyqKx+i6+3bsv8xU+/g+MSoPA= | C:\Temp\vw\test data\ppmd_templates_TLTS1.rvt
ppmd_templates_TLTS1.rvt | TLTS1 - MEDICAL GAS DESIGN | FALSE | WAGD | MedGas_WAGD | TRUE | 1aa3572e-5073-44b4-acb3-ff8739230b69 | r2cEJ0tY7Kt/g/Fy4EZyqKx+i6+3bsv8xU+/g+MSoPA= | C:\Temp\vw\test data\ppmd_templates_TLTS1.rvt
ppmd_templates_TLTS1.rvt | TLTS1 - MEDICAL GAS DESIGN | FALSE | Notes1 | MedGas_Notes | TRUE | 69d1283f-21ef-46f3-9ebb-e36d00ef4da3 | r2cEJ0tY7Kt/g/Fy4EZyqKx+i6+3bsv8xU+/g+MSoPA= | C:\Temp\vw\test data\ppmd_templates_TLTS1.rvt
ppmd_templates_TLTS1.rvt | TLTS1 - MEDICAL GAS DESIGN | FALSE | Notes2 | MedGas_Notes2 | TRUE | 867f4341-094b-4cc7-b128-8c28392e09cd | r2cEJ0tY7Kt/g/Fy4EZyqKx+i6+3bsv8xU+/g+MSoPA= | C:\Temp\vw\test data\ppmd_templates_TLTS1.rvt
ppmd_templates_TLTS1.rvt | TLTS1 - STRUCTURAL DESIGN | FALSE | Structural Load¦psf | Str_FloorLoad_psf | TRUE | 654b90c9-d71e-4bcd-9f27-a1532becca95 | r2cEJ0tY7Kt/g/Fy4EZyqKx+i6+3bsv8xU+/g+MSoPA= | C:\Temp\vw\test data\ppmd_templates_TLTS1.rvt | 60
ppmd_templates_TLTS1.rvt | TLTS1 - STRUCTURAL DESIGN | FALSE | Structural Load¦kPA | Str_FloorLoad_kPA | FALSE |  | r2cEJ0tY7Kt/g/Fy4EZyqKx+i6+3bsv8xU+/g+MSoPA= | C:\Temp\vw\test data\ppmd_templates_TLTS1.rvt | 3
ppmd_templates_TLTS1.rvt | TLTS1 - STRUCTURAL DESIGN | FALSE | Notes | Str_Notes | TRUE | 509b36e6-cf53-4158-b357-61e3cedd6faa | r2cEJ0tY7Kt/g/Fy4EZyqKx+i6+3bsv8xU+/g+MSoPA= | C:\Temp\vw\test data\ppmd_templates_TLTS1.rvt
ppmd_templates_TLTS2.rvt | TLTS2 - DATA/TELEPHONE EQUIPMENT | FALSE | JSN | JSN | TRUE | 8632cd76-2ab9-457d-8db7-39197de446a2 | ph5h6UKsDqTFp4r8+R8euFBF79JI6+XZ6DNXrziaFqU= | C:\Temp\vw\test data\ppmd_templates_TLTS2.rvt
ppmd_templates_TLTS2.rvt | TLTS2 - DATA/TELEPHONE EQUIPMENT | FALSE | Nomenclature | Nomenclature | TRUE | f004b755-1952-4a21-a1c1-98f41ef6a86c | ph5h6UKsDqTFp4r8+R8euFBF79JI6+XZ6DNXrziaFqU= | C:\Temp\vw\test data\ppmd_templates_TLTS2.rvt
ppmd_templates_TLTS2.rvt | TLTS2 - DATA/TELEPHONE EQUIPMENT | FALSE | Qty | Count | FALSE |  | ph5h6UKsDqTFp4r8+R8euFBF79JI6+XZ6DNXrziaFqU= | C:\Temp\vw\test data\ppmd_templates_TLTS2.rvt
ppmd_templates_TLTS2.rvt | TLTS2 - DATA/TELEPHONE EQUIPMENT | FALSE | Logistics¦AR | CAT_Army | TRUE | fa0e0053-bcc4-42e8-881f-6a4690f994c9 | ph5h6UKsDqTFp4r8+R8euFBF79JI6+XZ6DNXrziaFqU= | C:\Temp\vw\test data\ppmd_templates_TLTS2.rvt
ppmd_templates_TLTS2.rvt | TLTS2 - DATA/TELEPHONE EQUIPMENT | FALSE | Logistics¦NA | CAT_Navy | TRUE | 183e77a6-b75d-41a5-8f81-f6abfee236ec | ph5h6UKsDqTFp4r8+R8euFBF79JI6+XZ6DNXrziaFqU= | C:\Temp\vw\test data\ppmd_templates_TLTS2.rvt
ppmd_templates_TLTS2.rvt | TLTS2 - DATA/TELEPHONE EQUIPMENT | FALSE | Logistics¦AF | CAT_AF | TRUE | 053816d3-2f83-4e72-9b30-0a25ff75573f | ph5h6UKsDqTFp4r8+R8euFBF79JI6+XZ6DNXrziaFqU= | C:\Temp\vw\test data\ppmd_templates_TLTS2.rvt
ppmd_templates_TLTS2.rvt | TLTS2 - DATA/TELEPHONE EQUIPMENT | FALSE | Logistics¦VA | CAT_VA | TRUE | abab06e0-bc20-4958-a9a7-acf73c376614 | ph5h6UKsDqTFp4r8+R8euFBF79JI6+XZ6DNXrziaFqU= | C:\Temp\vw\test data\ppmd_templates_TLTS2.rvt
ppmd_templates_TLTS2.rvt | TLTS2 - DOOR SCHEDULE | FALSE | Mark | Construction Type | FALSE |  | ph5h6UKsDqTFp4r8+R8euFBF79JI6+XZ6DNXrziaFqU= | C:\Temp\vw\test data\ppmd_templates_TLTS2.rvt | B
ppmd_templates_TLTS2.rvt | TLTS2 - DOOR SCHEDULE | FALSE | Type | Family | FALSE |  | ph5h6UKsDqTFp4r8+R8euFBF79JI6+XZ6DNXrziaFqU= | C:\Temp\vw\test data\ppmd_templates_TLTS2.rvt | Single-Flush
ppmd_templates_TLTS2.rvt | TLTS2 - DOOR SCHEDULE | FALSE | Count | Count | FALSE |  | ph5h6UKsDqTFp4r8+R8euFBF79JI6+XZ6DNXrziaFqU= | C:\Temp\vw\test data\ppmd_templates_TLTS2.rvt | 1
ppmd_templates_TLTS2.rvt | TLTS2 - DOOR SCHEDULE | FALSE | Height¦ft - in | Height | FALSE |  | ph5h6UKsDqTFp4r8+R8euFBF79JI6+XZ6DNXrziaFqU= | C:\Temp\vw\test data\ppmd_templates_TLTS2.rvt | 7' - 0"
ppmd_templates_TLTS2.rvt | TLTS2 - DOOR SCHEDULE | FALSE | Width¦ft - in | Width | FALSE |  | ph5h6UKsDqTFp4r8+R8euFBF79JI6+XZ6DNXrziaFqU= | C:\Temp\vw\test data\ppmd_templates_TLTS2.rvt | 3' - 6"
ppmd_templates_TLTS2.rvt | TLTS2 - DOOR SCHEDULE | FALSE | Notes | Type Comments | FALSE |  | ph5h6UKsDqTFp4r8+R8euFBF79JI6+XZ6DNXrziaFqU= | C:\Temp\vw\test data\ppmd_templates_TLTS2.rvt
ppmd_templates_TLTS2.rvt | TLTS2 - ELECTRICAL DESIGN | FALSE | Lighting¦LUX1 | Light_Level_LUX | TRUE | fc853981-f613-4f05-81bd-e48fb947424b | ph5h6UKsDqTFp4r8+R8euFBF79JI6+XZ6DNXrziaFqU= | C:\Temp\vw\test data\ppmd_templates_TLTS2.rvt
ppmd_templates_TLTS2.rvt | TLTS2 - ELECTRICAL DESIGN | FALSE | Lighting¦Footcandles1 | Light_Level_FC | FALSE |  | ph5h6UKsDqTFp4r8+R8euFBF79JI6+XZ6DNXrziaFqU= | C:\Temp\vw\test data\ppmd_templates_TLTS2.rvt
ppmd_templates_TLTS2.rvt | TLTS2 - ELECTRICAL DESIGN | FALSE | Lighting¦LUX2 | Light_Level_LUX2 | TRUE | 172f1cff-58cc-41cd-b888-0e7a81d2bf40 | ph5h6UKsDqTFp4r8+R8euFBF79JI6+XZ6DNXrziaFqU= | C:\Temp\vw\test data\ppmd_templates_TLTS2.rvt
ppmd_templates_TLTS2.rvt | TLTS2 - ELECTRICAL DESIGN | FALSE | Lighting¦Footcandles2 | Light_Level_FC2 | FALSE |  | ph5h6UKsDqTFp4r8+R8euFBF79JI6+XZ6DNXrziaFqU= | C:\Temp\vw\test data\ppmd_templates_TLTS2.rvt
ppmd_templates_TLTS2.rvt | TLTS2 - ELECTRICAL DESIGN | FALSE | Lighting¦Notes | Light_Notes | TRUE | a36245ac-ea57-45c2-bac5-bed4d04a4f78 | ph5h6UKsDqTFp4r8+R8euFBF79JI6+XZ6DNXrziaFqU= | C:\Temp\vw\test data\ppmd_templates_TLTS2.rvt
ppmd_templates_TLTS2.rvt | TLTS2 - ELECTRICAL DESIGN | FALSE | Lighting¦Notes2 | Light_Notes2 | TRUE | 6d0b4891-ce4c-45f8-9560-387866098a10 | ph5h6UKsDqTFp4r8+R8euFBF79JI6+XZ6DNXrziaFqU= | C:\Temp\vw\test data\ppmd_templates_TLTS2.rvt
ppmd_templates_TLTS2.rvt | TLTS2 - ELECTRICAL DESIGN | FALSE | Essential Power¦% Power | ES_Power% | TRUE | 7cbfe71a-865f-4cf4-b400-c67e3939439b | ph5h6UKsDqTFp4r8+R8euFBF79JI6+XZ6DNXrziaFqU= | C:\Temp\vw\test data\ppmd_templates_TLTS2.rvt
ppmd_templates_TLTS2.rvt | TLTS2 - ELECTRICAL DESIGN | FALSE | Essential Power¦% Light | ES_Light% | TRUE | af00a8bb-40cb-434a-a7e5-b4140f3c844f | ph5h6UKsDqTFp4r8+R8euFBF79JI6+XZ6DNXrziaFqU= | C:\Temp\vw\test data\ppmd_templates_TLTS2.rvt
ppmd_templates_TLTS2.rvt | TLTS2 - ELECTRICAL DESIGN | FALSE | Essential Power¦Notes | ES_Notes | TRUE | 0c3ae867-1060-40b5-bb68-261d16a167a0 | ph5h6UKsDqTFp4r8+R8euFBF79JI6+XZ6DNXrziaFqU= | C:\Temp\vw\test data\ppmd_templates_TLTS2.rvt
ppmd_templates_TLTS2.rvt | TLTS2 - EQUIPMENT SCHEDULE | TRUE | JSN | JSN | TRUE | 8632cd76-2ab9-457d-8db7-39197de446a2 | ph5h6UKsDqTFp4r8+R8euFBF79JI6+XZ6DNXrziaFqU= | C:\Temp\vw\test data\ppmd_templates_TLTS2.rvt | A1066¦A5030¦A5075¦A5080¦A5090¦A5109¦A5110¦A5145¦A5200¦A5205¦F2010¦P3000¦P5040¦P9050
ppmd_templates_TLTS2.rvt | TLTS2 - EQUIPMENT SCHEDULE | TRUE | Nomenclature | Nomenclature | TRUE | f004b755-1952-4a21-a1c1-98f41ef6a86c | ph5h6UKsDqTFp4r8+R8euFBF79JI6+XZ6DNXrziaFqU= | C:\Temp\vw\test data\ppmd_templates_TLTS2.rvt | Mirror, Float Glass, With SS Frame¦Bench, Stall, Shower, Built In¦Dispenser, Soap, Disposable¦Dispenser, Paper Towel, SS, Surface Mounted¦Disposal, Sanitary Napkin, SS, Surface Mounted¦Grab Bar, 1-1/4" Dia., SS, 2 Wall, W/C Accessible¦Grab Bar, 1-1/4" Dia., SS, 2 Wall, Shower Use¦Hook, Garment, Double, SS, Surface Mounted¦Dispenser, Toilet Tissue, SS, 2-Roll, Surface Mntd¦Bar, Towel, 1" Diameter, SS, Surface Mounted¦Basket, Wastepaper, Step-On¦Lavatory, Vitreous China, Straight Back¦Shower, Single, Hand-Held¦Toilet, Wall Hung, Siphon Jet
ppmd_templates_TLTS2.rvt | TLTS2 - EQUIPMENT SCHEDULE | TRUE | Qty | Count | FALSE |  | ph5h6UKsDqTFp4r8+R8euFBF79JI6+XZ6DNXrziaFqU= | C:\Temp\vw\test data\ppmd_templates_TLTS2.rvt | 1¦1¦1¦1¦1¦3¦2¦1¦1¦1¦1¦1¦1¦1
ppmd_templates_TLTS2.rvt | TLTS2 - EQUIPMENT SCHEDULE | TRUE | LF | CustomLength | TRUE | f338df87-67c7-40c3-b0e8-6ebb5a3fe5b8 | ph5h6UKsDqTFp4r8+R8euFBF79JI6+XZ6DNXrziaFqU= | C:\Temp\vw\test data\ppmd_templates_TLTS2.rvt
ppmd_templates_TLTS2.rvt | TLTS2 - EQUIPMENT SCHEDULE | TRUE | Logistics¦AR | CAT_Army | TRUE | fa0e0053-bcc4-42e8-881f-6a4690f994c9 | ph5h6UKsDqTFp4r8+R8euFBF79JI6+XZ6DNXrziaFqU= | C:\Temp\vw\test data\ppmd_templates_TLTS2.rvt | A¦A¦C¦A¦A¦A¦A¦A¦A¦A¦C¦A¦A¦A
ppmd_templates_TLTS2.rvt | TLTS2 - EQUIPMENT SCHEDULE | TRUE | Logistics¦NA | CAT_Navy | TRUE | 183e77a6-b75d-41a5-8f81-f6abfee236ec | ph5h6UKsDqTFp4r8+R8euFBF79JI6+XZ6DNXrziaFqU= | C:\Temp\vw\test data\ppmd_templates_TLTS2.rvt | A¦A¦C¦A¦A¦A¦A¦A¦A¦A¦C¦A¦A¦A
ppmd_templates_TLTS2.rvt | TLTS2 - EQUIPMENT SCHEDULE | TRUE | Logistics¦AF | CAT_AF | TRUE | 053816d3-2f83-4e72-9b30-0a25ff75573f | ph5h6UKsDqTFp4r8+R8euFBF79JI6+XZ6DNXrziaFqU= | C:\Temp\vw\test data\ppmd_templates_TLTS2.rvt | A¦A¦C¦A¦A¦A¦A¦A¦A¦A¦C¦A¦A¦A
ppmd_templates_TLTS2.rvt | TLTS2 - EQUIPMENT SCHEDULE | TRUE | Logistics¦VA | CAT_VA | TRUE | abab06e0-bc20-4958-a9a7-acf73c376614 | ph5h6UKsDqTFp4r8+R8euFBF79JI6+XZ6DNXrziaFqU= | C:\Temp\vw\test data\ppmd_templates_TLTS2.rvt | A¦A¦C¦A¦A¦A¦A¦A¦A¦A¦C¦A¦A¦A
ppmd_templates_TLTS2.rvt | TLTS2 - EQUIPMENT SCHEDULE | TRUE | Utilities¦1 | UTIL_1_WaterDrain | TRUE | 594b780e-c62e-473b-9f66-4d3db2fa1b7f | ph5h6UKsDqTFp4r8+R8euFBF79JI6+XZ6DNXrziaFqU= | C:\Temp\vw\test data\ppmd_templates_TLTS2.rvt | -¦-¦-¦-¦-¦-¦-¦-¦-¦-¦-¦D¦D¦B
ppmd_templates_TLTS2.rvt | TLTS2 - EQUIPMENT SCHEDULE | TRUE | Utilities¦2 | UTIL_2_Elec | TRUE | 28082216-138e-4a2f-9824-e96dbd7e3cd0 | ph5h6UKsDqTFp4r8+R8euFBF79JI6+XZ6DNXrziaFqU= | C:\Temp\vw\test data\ppmd_templates_TLTS2.rvt | -¦-¦-¦-¦-¦-¦-¦-¦-¦-¦-¦-¦-¦-
ppmd_templates_TLTS2.rvt | TLTS2 - EQUIPMENT SCHEDULE | TRUE | Utilities¦3 | UTIL_3_MedGas | TRUE | 22af1ef2-54f0-4b6e-b40a-7064dfb8769c | ph5h6UKsDqTFp4r8+R8euFBF79JI6+XZ6DNXrziaFqU= | C:\Temp\vw\test data\ppmd_templates_TLTS2.rvt | -¦-¦-¦-¦-¦-¦-¦-¦-¦-¦-¦-¦-¦-
ppmd_templates_TLTS2.rvt | TLTS2 - EQUIPMENT SCHEDULE | TRUE | Utilities¦4 | UTIL_4_MiscGas | TRUE | 745b8c3e-fd4a-4430-994a-d25826e1e484 | ph5h6UKsDqTFp4r8+R8euFBF79JI6+XZ6DNXrziaFqU= | C:\Temp\vw\test data\ppmd_templates_TLTS2.rvt | -¦-¦-¦-¦-¦-¦-¦-¦-¦-¦-¦-¦-¦-
ppmd_templates_TLTS2.rvt | TLTS2 - EQUIPMENT SCHEDULE | TRUE | Utilities¦5 | UTIL_5_NonMedGas | TRUE | 323edf97-d058-44ef-a0fb-1836c80554d8 | ph5h6UKsDqTFp4r8+R8euFBF79JI6+XZ6DNXrziaFqU= | C:\Temp\vw\test data\ppmd_templates_TLTS2.rvt | -¦-¦-¦-¦-¦-¦-¦-¦-¦-¦-¦-¦-¦-
ppmd_templates_TLTS2.rvt | TLTS2 - EQUIPMENT SCHEDULE | TRUE | Utilities¦6 | UTIL_6_Misc | TRUE | 38083e2d-8ba3-4868-9752-742b7a4a9586 | ph5h6UKsDqTFp4r8+R8euFBF79JI6+XZ6DNXrziaFqU= | C:\Temp\vw\test data\ppmd_templates_TLTS2.rvt | -¦-¦-¦-¦-¦-¦-¦-¦-¦-¦-¦-¦-¦-
ppmd_templates_TLTS2.rvt | TLTS2 - INTERIOR DESIGN | FALSE | Floor Finish¦Preferred | Floor Finish | FALSE |  | ph5h6UKsDqTFp4r8+R8euFBF79JI6+XZ6DNXrziaFqU= | C:\Temp\vw\test data\ppmd_templates_TLTS2.rvt | CT
ppmd_templates_TLTS2.rvt | TLTS2 - INTERIOR DESIGN | FALSE | Floor Finish¦Alternate | Floor Finish2 | TRUE | 4030719d-a272-441a-8bfa-d5eb510a1687 | ph5h6UKsDqTFp4r8+R8euFBF79JI6+XZ6DNXrziaFqU= | C:\Temp\vw\test data\ppmd_templates_TLTS2.rvt | SP
ppmd_templates_TLTS2.rvt | TLTS2 - INTERIOR DESIGN | FALSE | Wall Finish¦Preferred | Wall Finish | FALSE |  | ph5h6UKsDqTFp4r8+R8euFBF79JI6+XZ6DNXrziaFqU= | C:\Temp\vw\test data\ppmd_templates_TLTS2.rvt | GCT
ppmd_templates_TLTS2.rvt | TLTS2 - INTERIOR DESIGN | FALSE | Wall Finish¦Alternate | Wall Finish2 | TRUE | 5a49d499-57b3-4e1f-afc0-4c041c862be1 | ph5h6UKsDqTFp4r8+R8euFBF79JI6+XZ6DNXrziaFqU= | C:\Temp\vw\test data\ppmd_templates_TLTS2.rvt | GLG
ppmd_templates_TLTS2.rvt | TLTS2 - INTERIOR DESIGN | FALSE | Ceiling Finish¦Preferred | Ceiling Finish | FALSE |  | ph5h6UKsDqTFp4r8+R8euFBF79JI6+XZ6DNXrziaFqU= | C:\Temp\vw\test data\ppmd_templates_TLTS2.rvt | GLG
ppmd_templates_TLTS2.rvt | TLTS2 - INTERIOR DESIGN | FALSE | Ceiling Finish¦Alternate | Ceiling Finish2 | TRUE | acb31fd1-378b-4329-97b0-400ae39b5bc4 | ph5h6UKsDqTFp4r8+R8euFBF79JI6+XZ6DNXrziaFqU= | C:\Temp\vw\test data\ppmd_templates_TLTS2.rvt | GPT
ppmd_templates_TLTS2.rvt | TLTS2 - INTERIOR DESIGN | FALSE | Room Height¦ft - in | Ceiling_Hgt_IP | TRUE | 9f14ca4f-2465-4385-a17c-7aa549f64c09 | ph5h6UKsDqTFp4r8+R8euFBF79JI6+XZ6DNXrziaFqU= | C:\Temp\vw\test data\ppmd_templates_TLTS2.rvt | 8' - 0"
ppmd_templates_TLTS2.rvt | TLTS2 - INTERIOR DESIGN | FALSE | Room Noise¦Min NC | Noise_NC_MIN | TRUE | 8c49df6c-7d6b-49fd-9459-f57d0921d704 | ph5h6UKsDqTFp4r8+R8euFBF79JI6+XZ6DNXrziaFqU= | C:\Temp\vw\test data\ppmd_templates_TLTS2.rvt | 30
ppmd_templates_TLTS2.rvt | TLTS2 - INTERIOR DESIGN | FALSE | Room Noise¦Max NC | Noise_NC_MAX | TRUE | 629b571a-1c14-443c-b8e8-1130b5edb513 | ph5h6UKsDqTFp4r8+R8euFBF79JI6+XZ6DNXrziaFqU= | C:\Temp\vw\test data\ppmd_templates_TLTS2.rvt | 40
ppmd_templates_TLTS2.rvt | TLTS2 - INTERIOR DESIGN | FALSE | Room Noise¦SC | Noise_SC | TRUE | 44bf9cd1-070a-432c-87d9-26a3211cfe07 | ph5h6UKsDqTFp4r8+R8euFBF79JI6+XZ6DNXrziaFqU= | C:\Temp\vw\test data\ppmd_templates_TLTS2.rvt | 45
ppmd_templates_TLTS2.rvt | TLTS2 - MECHANICAL DESIGN | FALSE | Air Balance | Air_Balance | TRUE | 587b3cf9-4450-4d95-b8ef-0e93665dbd91 | ph5h6UKsDqTFp4r8+R8euFBF79JI6+XZ6DNXrziaFqU= | C:\Temp\vw\test data\ppmd_templates_TLTS2.rvt
ppmd_templates_TLTS2.rvt | TLTS2 - MECHANICAL DESIGN | FALSE | Air Changes Total | Air_Changes_Total | TRUE | 3988d7f3-0f28-4410-866c-5bc65e1d842a | ph5h6UKsDqTFp4r8+R8euFBF79JI6+XZ6DNXrziaFqU= | C:\Temp\vw\test data\ppmd_templates_TLTS2.rvt
ppmd_templates_TLTS2.rvt | TLTS2 - MECHANICAL DESIGN | FALSE | Air Changes OA | Air_Changes_OA | TRUE | b7af949f-3b64-4f85-9391-d9f17dcaad1e | ph5h6UKsDqTFp4r8+R8euFBF79JI6+XZ6DNXrziaFqU= | C:\Temp\vw\test data\ppmd_templates_TLTS2.rvt
ppmd_templates_TLTS2.rvt | TLTS2 - MECHANICAL DESIGN | FALSE | 100% Exhaust Air | Exhaust_Air_100% | TRUE | 62b97784-583b-47d5-90a3-a90bbb961b6e | ph5h6UKsDqTFp4r8+R8euFBF79JI6+XZ6DNXrziaFqU= | C:\Temp\vw\test data\ppmd_templates_TLTS2.rvt
ppmd_templates_TLTS2.rvt | TLTS2 - MECHANICAL DESIGN | FALSE | Summer Temp¦F | Temp_Summer_F | TRUE | 1cbf6964-bd0f-4852-b367-ef4828e2e2cc | ph5h6UKsDqTFp4r8+R8euFBF79JI6+XZ6DNXrziaFqU= | C:\Temp\vw\test data\ppmd_templates_TLTS2.rvt
ppmd_templates_TLTS2.rvt | TLTS2 - MECHANICAL DESIGN | FALSE | Summer Temp¦C | Temp_Summer_C | FALSE |  | ph5h6UKsDqTFp4r8+R8euFBF79JI6+XZ6DNXrziaFqU= | C:\Temp\vw\test data\ppmd_templates_TLTS2.rvt
ppmd_templates_TLTS2.rvt | TLTS2 - MECHANICAL DESIGN | FALSE | Summer Temp¦Note | Temp_Summer_Note | TRUE | 6248fa3c-bb43-4e1c-91bb-60e102e573b7 | ph5h6UKsDqTFp4r8+R8euFBF79JI6+XZ6DNXrziaFqU= | C:\Temp\vw\test data\ppmd_templates_TLTS2.rvt
ppmd_templates_TLTS2.rvt | TLTS2 - MECHANICAL DESIGN | FALSE | Winter Temp¦F | Temp_Winter_F | TRUE | b4f9888f-41ad-47ef-a6af-145b3de732c9 | ph5h6UKsDqTFp4r8+R8euFBF79JI6+XZ6DNXrziaFqU= | C:\Temp\vw\test data\ppmd_templates_TLTS2.rvt
ppmd_templates_TLTS2.rvt | TLTS2 - MECHANICAL DESIGN | FALSE | Winter Temp¦C | Temp_Winter_C | FALSE |  | ph5h6UKsDqTFp4r8+R8euFBF79JI6+XZ6DNXrziaFqU= | C:\Temp\vw\test data\ppmd_templates_TLTS2.rvt
ppmd_templates_TLTS2.rvt | TLTS2 - MECHANICAL DESIGN | FALSE | Winter Temp¦Note | Temp_Winter_Note | TRUE | aacd83fc-f530-464e-b089-01667d3c52cd | ph5h6UKsDqTFp4r8+R8euFBF79JI6+XZ6DNXrziaFqU= | C:\Temp\vw\test data\ppmd_templates_TLTS2.rvt
ppmd_templates_TLTS2.rvt | TLTS2 - MECHANICAL DESIGN | FALSE | Max Relative Humidity | Relative_Humidity | TRUE | 36ead6c1-4384-4a65-8654-06a60aef94cb | ph5h6UKsDqTFp4r8+R8euFBF79JI6+XZ6DNXrziaFqU= | C:\Temp\vw\test data\ppmd_templates_TLTS2.rvt
ppmd_templates_TLTS2.rvt | TLTS2 - MECHANICAL DESIGN | FALSE | Filtration¦Interm % | Filtration_Inter_% | TRUE | 4f03ad65-f905-419e-a0cf-8f58fe921fbc | ph5h6UKsDqTFp4r8+R8euFBF79JI6+XZ6DNXrziaFqU= | C:\Temp\vw\test data\ppmd_templates_TLTS2.rvt
ppmd_templates_TLTS2.rvt | TLTS2 - MECHANICAL DESIGN | FALSE | Filtration¦Final % | Filtration_Final_% | TRUE | cc736e5f-46f5-476a-8d0a-ceb32d8d4e5a | ph5h6UKsDqTFp4r8+R8euFBF79JI6+XZ6DNXrziaFqU= | C:\Temp\vw\test data\ppmd_templates_TLTS2.rvt
ppmd_templates_TLTS2.rvt | TLTS2 - MECHANICAL DESIGN | FALSE | Notes | Mech_Notes | TRUE | a32df790-0ab9-4c4a-b19c-511c2eef6d56 | ph5h6UKsDqTFp4r8+R8euFBF79JI6+XZ6DNXrziaFqU= | C:\Temp\vw\test data\ppmd_templates_TLTS2.rvt
ppmd_templates_TLTS2.rvt | TLTS2 - MEDICAL GAS DESIGN | FALSE | MCA | MedGas_MCA | TRUE | 3b23ea7f-b9f1-4749-8a2b-eb6a4fab4cdc | ph5h6UKsDqTFp4r8+R8euFBF79JI6+XZ6DNXrziaFqU= | C:\Temp\vw\test data\ppmd_templates_TLTS2.rvt
ppmd_templates_TLTS2.rvt | TLTS2 - MEDICAL GAS DESIGN | FALSE | DCA | MedGas_DCA | TRUE | 20dc9c73-7465-4e8a-8300-4a8b5a46a91c | ph5h6UKsDqTFp4r8+R8euFBF79JI6+XZ6DNXrziaFqU= | C:\Temp\vw\test data\ppmd_templates_TLTS2.rvt
ppmd_templates_TLTS2.rvt | TLTS2 - MEDICAL GAS DESIGN | FALSE | LA | MedGas_LA | TRUE | 99801083-d820-4c5f-ad07-ab168e1bbda0 | ph5h6UKsDqTFp4r8+R8euFBF79JI6+XZ6DNXrziaFqU= | C:\Temp\vw\test data\ppmd_templates_TLTS2.rvt
ppmd_templates_TLTS2.rvt | TLTS2 - MEDICAL GAS DESIGN | FALSE | PA | MedGas_PA | TRUE | 55793ba6-1647-428e-86f6-5ce4153c7f2e | ph5h6UKsDqTFp4r8+R8euFBF79JI6+XZ6DNXrziaFqU= | C:\Temp\vw\test data\ppmd_templates_TLTS2.rvt
ppmd_templates_TLTS2.rvt | TLTS2 - MEDICAL GAS DESIGN | FALSE | MV | MedGas_MV | TRUE | 0a0bec6d-9172-4a2c-9fb3-7616a08f677a | ph5h6UKsDqTFp4r8+R8euFBF79JI6+XZ6DNXrziaFqU= | C:\Temp\vw\test data\ppmd_templates_TLTS2.rvt
ppmd_templates_TLTS2.rvt | TLTS2 - MEDICAL GAS DESIGN | FALSE | DHV | MedGas_DHV | TRUE | 79779898-9917-494b-a027-0013b44e14f1 | ph5h6UKsDqTFp4r8+R8euFBF79JI6+XZ6DNXrziaFqU= | C:\Temp\vw\test data\ppmd_templates_TLTS2.rvt
ppmd_templates_TLTS2.rvt | TLTS2 - MEDICAL GAS DESIGN | FALSE | DLV | MedGas_DLV | TRUE | bcdcef93-2e56-440a-a8f7-e9973eadba59 | ph5h6UKsDqTFp4r8+R8euFBF79JI6+XZ6DNXrziaFqU= | C:\Temp\vw\test data\ppmd_templates_TLTS2.rvt
ppmd_templates_TLTS2.rvt | TLTS2 - MEDICAL GAS DESIGN | FALSE | LDE | MedGas_LDE | TRUE | cc6496eb-fa04-4455-81d4-1dfb1e6aaa52 | ph5h6UKsDqTFp4r8+R8euFBF79JI6+XZ6DNXrziaFqU= | C:\Temp\vw\test data\ppmd_templates_TLTS2.rvt
ppmd_templates_TLTS2.rvt | TLTS2 - MEDICAL GAS DESIGN | FALSE | OX | MedGas_OX | TRUE | 59f6c2e0-639e-4476-adf0-a5c19b1199db | ph5h6UKsDqTFp4r8+R8euFBF79JI6+XZ6DNXrziaFqU= | C:\Temp\vw\test data\ppmd_templates_TLTS2.rvt
ppmd_templates_TLTS2.rvt | TLTS2 - MEDICAL GAS DESIGN | FALSE | NO | MedGas_NO | TRUE | 1f31b342-99ad-494b-90ce-f27b8fc04b75 | ph5h6UKsDqTFp4r8+R8euFBF79JI6+XZ6DNXrziaFqU= | C:\Temp\vw\test data\ppmd_templates_TLTS2.rvt
ppmd_templates_TLTS2.rvt | TLTS2 - MEDICAL GAS DESIGN | FALSE | NI | MedGas_NI | TRUE | ea24567d-1f4e-45f9-907f-a79ef8b323b1 | ph5h6UKsDqTFp4r8+R8euFBF79JI6+XZ6DNXrziaFqU= | C:\Temp\vw\test data\ppmd_templates_TLTS2.rvt
ppmd_templates_TLTS2.rvt | TLTS2 - MEDICAL GAS DESIGN | FALSE | WAGD | MedGas_WAGD | TRUE | 1aa3572e-5073-44b4-acb3-ff8739230b69 | ph5h6UKsDqTFp4r8+R8euFBF79JI6+XZ6DNXrziaFqU= | C:\Temp\vw\test data\ppmd_templates_TLTS2.rvt
ppmd_templates_TLTS2.rvt | TLTS2 - MEDICAL GAS DESIGN | FALSE | Notes1 | MedGas_Notes | TRUE | 69d1283f-21ef-46f3-9ebb-e36d00ef4da3 | ph5h6UKsDqTFp4r8+R8euFBF79JI6+XZ6DNXrziaFqU= | C:\Temp\vw\test data\ppmd_templates_TLTS2.rvt
ppmd_templates_TLTS2.rvt | TLTS2 - MEDICAL GAS DESIGN | FALSE | Notes2 | MedGas_Notes2 | TRUE | 867f4341-094b-4cc7-b128-8c28392e09cd | ph5h6UKsDqTFp4r8+R8euFBF79JI6+XZ6DNXrziaFqU= | C:\Temp\vw\test data\ppmd_templates_TLTS2.rvt
ppmd_templates_TLTS2.rvt | TLTS2 - STRUCTURAL DESIGN | FALSE | Structural Load¦psf | Str_FloorLoad_psf | TRUE | 654b90c9-d71e-4bcd-9f27-a1532becca95 | ph5h6UKsDqTFp4r8+R8euFBF79JI6+XZ6DNXrziaFqU= | C:\Temp\vw\test data\ppmd_templates_TLTS2.rvt
ppmd_templates_TLTS2.rvt | TLTS2 - STRUCTURAL DESIGN | FALSE | Structural Load¦kPA | Str_FloorLoad_kPA | FALSE |  | ph5h6UKsDqTFp4r8+R8euFBF79JI6+XZ6DNXrziaFqU= | C:\Temp\vw\test data\ppmd_templates_TLTS2.rvt
ppmd_templates_TLTS2.rvt | TLTS2 - STRUCTURAL DESIGN | FALSE | Notes | Str_Notes | TRUE | 509b36e6-cf53-4158-b357-61e3cedd6faa | ph5h6UKsDqTFp4r8+R8euFBF79JI6+XZ6DNXrziaFqU= | C:\Temp\vw\test data\ppmd_templates_TLTS2.rvt
ppmd_templates_TLTU1.rvt | TLTU1 - DOOR SCHEDULE | FALSE | Mark | Construction Type | FALSE |  | gFmdq2nOIk1w6K8d9wAR9CXXIGXeYibECVvAnmQsXuI= | C:\Temp\vw\test data\ppmd_templates_TLTU1.rvt | A
ppmd_templates_TLTU1.rvt | TLTU1 - DOOR SCHEDULE | FALSE | Type | Family | FALSE |  | gFmdq2nOIk1w6K8d9wAR9CXXIGXeYibECVvAnmQsXuI= | C:\Temp\vw\test data\ppmd_templates_TLTU1.rvt | Single-Flush
ppmd_templates_TLTU1.rvt | TLTU1 - DOOR SCHEDULE | FALSE | Count | Count | FALSE |  | gFmdq2nOIk1w6K8d9wAR9CXXIGXeYibECVvAnmQsXuI= | C:\Temp\vw\test data\ppmd_templates_TLTU1.rvt | 2
ppmd_templates_TLTU1.rvt | TLTU1 - DOOR SCHEDULE | FALSE | Height¦ft - in | Height | FALSE |  | gFmdq2nOIk1w6K8d9wAR9CXXIGXeYibECVvAnmQsXuI= | C:\Temp\vw\test data\ppmd_templates_TLTU1.rvt | 7' - 0"
ppmd_templates_TLTU1.rvt | TLTU1 - DOOR SCHEDULE | FALSE | Width¦ft - in | Width | FALSE |  | gFmdq2nOIk1w6K8d9wAR9CXXIGXeYibECVvAnmQsXuI= | C:\Temp\vw\test data\ppmd_templates_TLTU1.rvt | 3' - 0"
ppmd_templates_TLTU1.rvt | TLTU1 - DOOR SCHEDULE | FALSE | Notes | Type Comments | FALSE |  | gFmdq2nOIk1w6K8d9wAR9CXXIGXeYibECVvAnmQsXuI= | C:\Temp\vw\test data\ppmd_templates_TLTU1.rvt
ppmd_templates_TLTU1.rvt | TLTU1 - ELECTRICAL DESIGN | FALSE | Lighting¦LUX1 | Light_Level_LUX | TRUE | fc853981-f613-4f05-81bd-e48fb947424b | gFmdq2nOIk1w6K8d9wAR9CXXIGXeYibECVvAnmQsXuI= | C:\Temp\vw\test data\ppmd_templates_TLTU1.rvt | 200¦200¦200
ppmd_templates_TLTU1.rvt | TLTU1 - ELECTRICAL DESIGN | FALSE | Lighting¦Footcandles1 | Light_Level_FC | FALSE |  | gFmdq2nOIk1w6K8d9wAR9CXXIGXeYibECVvAnmQsXuI= | C:\Temp\vw\test data\ppmd_templates_TLTU1.rvt | 19¦19¦19
ppmd_templates_TLTU1.rvt | TLTU1 - ELECTRICAL DESIGN | FALSE | Lighting¦LUX2 | Light_Level_LUX2 | TRUE | 172f1cff-58cc-41cd-b888-0e7a81d2bf40 | gFmdq2nOIk1w6K8d9wAR9CXXIGXeYibECVvAnmQsXuI= | C:\Temp\vw\test data\ppmd_templates_TLTU1.rvt
ppmd_templates_TLTU1.rvt | TLTU1 - ELECTRICAL DESIGN | FALSE | Lighting¦Footcandles2 | Light_Level_FC2 | FALSE |  | gFmdq2nOIk1w6K8d9wAR9CXXIGXeYibECVvAnmQsXuI= | C:\Temp\vw\test data\ppmd_templates_TLTU1.rvt
ppmd_templates_TLTU1.rvt | TLTU1 - ELECTRICAL DESIGN | FALSE | Lighting¦Notes | Light_Notes | TRUE | a36245ac-ea57-45c2-bac5-bed4d04a4f78 | gFmdq2nOIk1w6K8d9wAR9CXXIGXeYibECVvAnmQsXuI= | C:\Temp\vw\test data\ppmd_templates_TLTU1.rvt | -¦-¦-
ppmd_templates_TLTU1.rvt | TLTU1 - ELECTRICAL DESIGN | FALSE | Lighting¦Notes2 | Light_Notes2 | TRUE | 6d0b4891-ce4c-45f8-9560-387866098a10 | gFmdq2nOIk1w6K8d9wAR9CXXIGXeYibECVvAnmQsXuI= | C:\Temp\vw\test data\ppmd_templates_TLTU1.rvt | -¦-¦-
ppmd_templates_TLTU1.rvt | TLTU1 - ELECTRICAL DESIGN | FALSE | Essential Power¦% Power | ES_Power% | TRUE | 7cbfe71a-865f-4cf4-b400-c67e3939439b | gFmdq2nOIk1w6K8d9wAR9CXXIGXeYibECVvAnmQsXuI= | C:\Temp\vw\test data\ppmd_templates_TLTU1.rvt | -¦-¦-
ppmd_templates_TLTU1.rvt | TLTU1 - ELECTRICAL DESIGN | FALSE | Essential Power¦% Light | ES_Light% | TRUE | af00a8bb-40cb-434a-a7e5-b4140f3c844f | gFmdq2nOIk1w6K8d9wAR9CXXIGXeYibECVvAnmQsXuI= | C:\Temp\vw\test data\ppmd_templates_TLTU1.rvt | -¦-¦-
ppmd_templates_TLTU1.rvt | TLTU1 - ELECTRICAL DESIGN | FALSE | Essential Power¦Notes | ES_Notes | TRUE | 0c3ae867-1060-40b5-bb68-261d16a167a0 | gFmdq2nOIk1w6K8d9wAR9CXXIGXeYibECVvAnmQsXuI= | C:\Temp\vw\test data\ppmd_templates_TLTU1.rvt | -¦-¦-
ppmd_templates_TLTU1.rvt | TLTU1 - EQUIPMENT SCHEDULE | TRUE | JSN | JSN | TRUE | 8632cd76-2ab9-457d-8db7-39197de446a2 | gFmdq2nOIk1w6K8d9wAR9CXXIGXeYibECVvAnmQsXuI= | C:\Temp\vw\test data\ppmd_templates_TLTU1.rvt | A1066¦A5075¦A5080¦A5090¦A5109¦A5145¦A5202¦F2010¦P3000¦P9050
ppmd_templates_TLTU1.rvt | TLTU1 - EQUIPMENT SCHEDULE | TRUE | Nomenclature | Nomenclature | TRUE | f004b755-1952-4a21-a1c1-98f41ef6a86c | gFmdq2nOIk1w6K8d9wAR9CXXIGXeYibECVvAnmQsXuI= | C:\Temp\vw\test data\ppmd_templates_TLTU1.rvt | Mirror, Float Glass, With SS Frame¦Dispenser, Soap, Disposable¦Dispenser, Paper Towel, SS, Surface Mounted¦Disposal, Sanitary Napkin, SS, Surface Mounted¦Grab Bar, 1-1/4" Dia., SS, 2 Wall, W/C Accessible¦Hook, Garment, Double, SS, Surface Mounted¦Dispenser,Toilet Paper w/Utility Shelf, SS, 2-Roll¦Basket, Wastepaper, Step-On¦Lavatory, Vitreous China, Straight Back¦Toilet, Wall Hung, Siphon Jet
ppmd_templates_TLTU1.rvt | TLTU1 - EQUIPMENT SCHEDULE | TRUE | Qty | Count | FALSE |  | gFmdq2nOIk1w6K8d9wAR9CXXIGXeYibECVvAnmQsXuI= | C:\Temp\vw\test data\ppmd_templates_TLTU1.rvt | 1¦1¦1¦1¦2¦1¦1¦1¦1¦1
ppmd_templates_TLTU1.rvt | TLTU1 - EQUIPMENT SCHEDULE | TRUE | LF | Comments | FALSE |  | gFmdq2nOIk1w6K8d9wAR9CXXIGXeYibECVvAnmQsXuI= | C:\Temp\vw\test data\ppmd_templates_TLTU1.rvt
ppmd_templates_TLTU1.rvt | TLTU1 - EQUIPMENT SCHEDULE | TRUE | Logistics¦AR | CAT_Army | TRUE | fa0e0053-bcc4-42e8-881f-6a4690f994c9 | gFmdq2nOIk1w6K8d9wAR9CXXIGXeYibECVvAnmQsXuI= | C:\Temp\vw\test data\ppmd_templates_TLTU1.rvt | A¦C¦A¦A¦A¦A¦A¦C¦A¦A
ppmd_templates_TLTU1.rvt | TLTU1 - EQUIPMENT SCHEDULE | TRUE | Logistics¦NA | CAT_Navy | TRUE | 183e77a6-b75d-41a5-8f81-f6abfee236ec | gFmdq2nOIk1w6K8d9wAR9CXXIGXeYibECVvAnmQsXuI= | C:\Temp\vw\test data\ppmd_templates_TLTU1.rvt | A¦C¦A¦A¦A¦A¦A¦C¦A¦A
ppmd_templates_TLTU1.rvt | TLTU1 - EQUIPMENT SCHEDULE | TRUE | Logistics¦AF | CAT_AF | TRUE | 053816d3-2f83-4e72-9b30-0a25ff75573f | gFmdq2nOIk1w6K8d9wAR9CXXIGXeYibECVvAnmQsXuI= | C:\Temp\vw\test data\ppmd_templates_TLTU1.rvt | A¦C¦A¦A¦A¦A¦A¦C¦A¦A
ppmd_templates_TLTU1.rvt | TLTU1 - EQUIPMENT SCHEDULE | TRUE | Logistics¦VA | CAT_VA | TRUE | abab06e0-bc20-4958-a9a7-acf73c376614 | gFmdq2nOIk1w6K8d9wAR9CXXIGXeYibECVvAnmQsXuI= | C:\Temp\vw\test data\ppmd_templates_TLTU1.rvt | A¦C¦A¦A¦A¦A¦A¦C¦A¦A
ppmd_templates_TLTU1.rvt | TLTU1 - EQUIPMENT SCHEDULE | TRUE | Utilities¦1 | UTIL_1_WaterDrain | TRUE | 594b780e-c62e-473b-9f66-4d3db2fa1b7f | gFmdq2nOIk1w6K8d9wAR9CXXIGXeYibECVvAnmQsXuI= | C:\Temp\vw\test data\ppmd_templates_TLTU1.rvt | -¦-¦-¦-¦-¦-¦-¦-¦D¦B
ppmd_templates_TLTU1.rvt | TLTU1 - EQUIPMENT SCHEDULE | TRUE | Utilities¦2 | UTIL_2_Elec | TRUE | 28082216-138e-4a2f-9824-e96dbd7e3cd0 | gFmdq2nOIk1w6K8d9wAR9CXXIGXeYibECVvAnmQsXuI= | C:\Temp\vw\test data\ppmd_templates_TLTU1.rvt | -¦-¦-¦-¦-¦-¦-¦-¦-¦-
ppmd_templates_TLTU1.rvt | TLTU1 - EQUIPMENT SCHEDULE | TRUE | Utilities¦3 | UTIL_3_MedGas | TRUE | 22af1ef2-54f0-4b6e-b40a-7064dfb8769c | gFmdq2nOIk1w6K8d9wAR9CXXIGXeYibECVvAnmQsXuI= | C:\Temp\vw\test data\ppmd_templates_TLTU1.rvt | -¦-¦-¦-¦-¦-¦-¦-¦-¦-
ppmd_templates_TLTU1.rvt | TLTU1 - EQUIPMENT SCHEDULE | TRUE | Utilities¦4 | UTIL_4_MiscGas | TRUE | 745b8c3e-fd4a-4430-994a-d25826e1e484 | gFmdq2nOIk1w6K8d9wAR9CXXIGXeYibECVvAnmQsXuI= | C:\Temp\vw\test data\ppmd_templates_TLTU1.rvt | -¦-¦-¦-¦-¦-¦-¦-¦-¦-
ppmd_templates_TLTU1.rvt | TLTU1 - EQUIPMENT SCHEDULE | TRUE | Utilities¦5 | UTIL_5_NonMedGas | TRUE | 323edf97-d058-44ef-a0fb-1836c80554d8 | gFmdq2nOIk1w6K8d9wAR9CXXIGXeYibECVvAnmQsXuI= | C:\Temp\vw\test data\ppmd_templates_TLTU1.rvt | -¦-¦-¦-¦-¦-¦-¦-¦-¦-
ppmd_templates_TLTU1.rvt | TLTU1 - EQUIPMENT SCHEDULE | TRUE | Utilities¦6 | UTIL_6_Misc | TRUE | 38083e2d-8ba3-4868-9752-742b7a4a9586 | gFmdq2nOIk1w6K8d9wAR9CXXIGXeYibECVvAnmQsXuI= | C:\Temp\vw\test data\ppmd_templates_TLTU1.rvt | -¦-¦-¦-¦-¦-¦-¦-¦-¦-
ppmd_templates_TLTU1.rvt | TLTU1 - INTERIOR DESIGN | FALSE | Floor Finish¦Preferred | Floor Finish | FALSE |  | gFmdq2nOIk1w6K8d9wAR9CXXIGXeYibECVvAnmQsXuI= | C:\Temp\vw\test data\ppmd_templates_TLTU1.rvt | CT
ppmd_templates_TLTU1.rvt | TLTU1 - INTERIOR DESIGN | FALSE | Floor Finish¦Alternate | Floor Finish2 | TRUE | 4030719d-a272-441a-8bfa-d5eb510a1687 | gFmdq2nOIk1w6K8d9wAR9CXXIGXeYibECVvAnmQsXuI= | C:\Temp\vw\test data\ppmd_templates_TLTU1.rvt
ppmd_templates_TLTU1.rvt | TLTU1 - INTERIOR DESIGN | FALSE | Wall Finish¦Preferred | Wall Finish | FALSE |  | gFmdq2nOIk1w6K8d9wAR9CXXIGXeYibECVvAnmQsXuI= | C:\Temp\vw\test data\ppmd_templates_TLTU1.rvt | GPT
ppmd_templates_TLTU1.rvt | TLTU1 - INTERIOR DESIGN | FALSE | Wall Finish¦Alternate | Wall Finish2 | TRUE | 5a49d499-57b3-4e1f-afc0-4c041c862be1 | gFmdq2nOIk1w6K8d9wAR9CXXIGXeYibECVvAnmQsXuI= | C:\Temp\vw\test data\ppmd_templates_TLTU1.rvt | CT
ppmd_templates_TLTU1.rvt | TLTU1 - INTERIOR DESIGN | FALSE | Ceiling Finish¦Preferred | Ceiling Finish | FALSE |  | gFmdq2nOIk1w6K8d9wAR9CXXIGXeYibECVvAnmQsXuI= | C:\Temp\vw\test data\ppmd_templates_TLTU1.rvt | GPT
ppmd_templates_TLTU1.rvt | TLTU1 - INTERIOR DESIGN | FALSE | Ceiling Finish¦Alternate | Ceiling Finish2 | TRUE | acb31fd1-378b-4329-97b0-400ae39b5bc4 | gFmdq2nOIk1w6K8d9wAR9CXXIGXeYibECVvAnmQsXuI= | C:\Temp\vw\test data\ppmd_templates_TLTU1.rvt | AT1
ppmd_templates_TLTU1.rvt | TLTU1 - INTERIOR DESIGN | FALSE | Room Height¦ft - in | Ceiling_Hgt_IP | TRUE | 9f14ca4f-2465-4385-a17c-7aa549f64c09 | gFmdq2nOIk1w6K8d9wAR9CXXIGXeYibECVvAnmQsXuI= | C:\Temp\vw\test data\ppmd_templates_TLTU1.rvt | 8' - 0"
ppmd_templates_TLTU1.rvt | TLTU1 - INTERIOR DESIGN | FALSE | Room Noise¦Min NC | Noise_NC_MIN | TRUE | 8c49df6c-7d6b-49fd-9459-f57d0921d704 | gFmdq2nOIk1w6K8d9wAR9CXXIGXeYibECVvAnmQsXuI= | C:\Temp\vw\test data\ppmd_templates_TLTU1.rvt
ppmd_templates_TLTU1.rvt | TLTU1 - INTERIOR DESIGN | FALSE | Room Noise¦Max NC | Noise_NC_MAX | TRUE | 629b571a-1c14-443c-b8e8-1130b5edb513 | gFmdq2nOIk1w6K8d9wAR9CXXIGXeYibECVvAnmQsXuI= | C:\Temp\vw\test data\ppmd_templates_TLTU1.rvt | 40
ppmd_templates_TLTU1.rvt | TLTU1 - INTERIOR DESIGN | FALSE | Room Noise¦SC | Noise_SC | TRUE | 44bf9cd1-070a-432c-87d9-26a3211cfe07 | gFmdq2nOIk1w6K8d9wAR9CXXIGXeYibECVvAnmQsXuI= | C:\Temp\vw\test data\ppmd_templates_TLTU1.rvt
ppmd_templates_TLTU1.rvt | TLTU1 - MECHANICAL DESIGN | FALSE | Air Balance | Air_Balance | TRUE | 587b3cf9-4450-4d95-b8ef-0e93665dbd91 | gFmdq2nOIk1w6K8d9wAR9CXXIGXeYibECVvAnmQsXuI= | C:\Temp\vw\test data\ppmd_templates_TLTU1.rvt | EX¦EX¦EX
ppmd_templates_TLTU1.rvt | TLTU1 - MECHANICAL DESIGN | FALSE | Air Changes Total | Air_Changes_Total | TRUE | 3988d7f3-0f28-4410-866c-5bc65e1d842a | gFmdq2nOIk1w6K8d9wAR9CXXIGXeYibECVvAnmQsXuI= | C:\Temp\vw\test data\ppmd_templates_TLTU1.rvt | 10¦10¦10
ppmd_templates_TLTU1.rvt | TLTU1 - MECHANICAL DESIGN | FALSE | Air Changes OA | Air_Changes_OA | TRUE | b7af949f-3b64-4f85-9391-d9f17dcaad1e | gFmdq2nOIk1w6K8d9wAR9CXXIGXeYibECVvAnmQsXuI= | C:\Temp\vw\test data\ppmd_templates_TLTU1.rvt
ppmd_templates_TLTU1.rvt | TLTU1 - MECHANICAL DESIGN | FALSE | 100% Exhaust Air | Exhaust_Air_100% | TRUE | 62b97784-583b-47d5-90a3-a90bbb961b6e | gFmdq2nOIk1w6K8d9wAR9CXXIGXeYibECVvAnmQsXuI= | C:\Temp\vw\test data\ppmd_templates_TLTU1.rvt | Y¦Y¦Y
ppmd_templates_TLTU1.rvt | TLTU1 - MECHANICAL DESIGN | FALSE | Summer Temp¦F | Temp_Summer_F | TRUE | 1cbf6964-bd0f-4852-b367-ef4828e2e2cc | gFmdq2nOIk1w6K8d9wAR9CXXIGXeYibECVvAnmQsXuI= | C:\Temp\vw\test data\ppmd_templates_TLTU1.rvt
ppmd_templates_TLTU1.rvt | TLTU1 - MECHANICAL DESIGN | FALSE | Summer Temp¦C | Temp_Summer_C | FALSE |  | gFmdq2nOIk1w6K8d9wAR9CXXIGXeYibECVvAnmQsXuI= | C:\Temp\vw\test data\ppmd_templates_TLTU1.rvt
ppmd_templates_TLTU1.rvt | TLTU1 - MECHANICAL DESIGN | FALSE | Summer Temp¦Note | Temp_Summer_Note | TRUE | 6248fa3c-bb43-4e1c-91bb-60e102e573b7 | gFmdq2nOIk1w6K8d9wAR9CXXIGXeYibECVvAnmQsXuI= | C:\Temp\vw\test data\ppmd_templates_TLTU1.rvt
ppmd_templates_TLTU1.rvt | TLTU1 - MECHANICAL DESIGN | FALSE | Winter Temp¦F | Temp_Winter_F | TRUE | b4f9888f-41ad-47ef-a6af-145b3de732c9 | gFmdq2nOIk1w6K8d9wAR9CXXIGXeYibECVvAnmQsXuI= | C:\Temp\vw\test data\ppmd_templates_TLTU1.rvt | 68¦68¦68
ppmd_templates_TLTU1.rvt | TLTU1 - MECHANICAL DESIGN | FALSE | Winter Temp¦C | Temp_Winter_C | FALSE |  | gFmdq2nOIk1w6K8d9wAR9CXXIGXeYibECVvAnmQsXuI= | C:\Temp\vw\test data\ppmd_templates_TLTU1.rvt | 20¦20¦20
ppmd_templates_TLTU1.rvt | TLTU1 - MECHANICAL DESIGN | FALSE | Winter Temp¦Note | Temp_Winter_Note | TRUE | aacd83fc-f530-464e-b089-01667d3c52cd | gFmdq2nOIk1w6K8d9wAR9CXXIGXeYibECVvAnmQsXuI= | C:\Temp\vw\test data\ppmd_templates_TLTU1.rvt
ppmd_templates_TLTU1.rvt | TLTU1 - MECHANICAL DESIGN | FALSE | Max Relative Humidity | Relative_Humidity | TRUE | 36ead6c1-4384-4a65-8654-06a60aef94cb | gFmdq2nOIk1w6K8d9wAR9CXXIGXeYibECVvAnmQsXuI= | C:\Temp\vw\test data\ppmd_templates_TLTU1.rvt | -¦-¦-
ppmd_templates_TLTU1.rvt | TLTU1 - MECHANICAL DESIGN | FALSE | Filtration¦Interm % | Filtration_Inter_% | TRUE | 4f03ad65-f905-419e-a0cf-8f58fe921fbc | gFmdq2nOIk1w6K8d9wAR9CXXIGXeYibECVvAnmQsXuI= | C:\Temp\vw\test data\ppmd_templates_TLTU1.rvt | 13¦-¦-
ppmd_templates_TLTU1.rvt | TLTU1 - MECHANICAL DESIGN | FALSE | Filtration¦Final % | Filtration_Final_% | TRUE | cc736e5f-46f5-476a-8d0a-ceb32d8d4e5a | gFmdq2nOIk1w6K8d9wAR9CXXIGXeYibECVvAnmQsXuI= | C:\Temp\vw\test data\ppmd_templates_TLTU1.rvt | -¦-¦-
ppmd_templates_TLTU1.rvt | TLTU1 - MECHANICAL DESIGN | FALSE | Notes | Mech_Notes | TRUE | a32df790-0ab9-4c4a-b19c-511c2eef6d56 | gFmdq2nOIk1w6K8d9wAR9CXXIGXeYibECVvAnmQsXuI= | C:\Temp\vw\test data\ppmd_templates_TLTU1.rvt | -¦-¦-
ppmd_templates_TLTU1.rvt | TLTU1 - MEDICAL GAS DESIGN | FALSE | MCA | MedGas_MCA | TRUE | 3b23ea7f-b9f1-4749-8a2b-eb6a4fab4cdc | gFmdq2nOIk1w6K8d9wAR9CXXIGXeYibECVvAnmQsXuI= | C:\Temp\vw\test data\ppmd_templates_TLTU1.rvt | -¦-¦-
ppmd_templates_TLTU1.rvt | TLTU1 - MEDICAL GAS DESIGN | FALSE | DCA | MedGas_DCA | TRUE | 20dc9c73-7465-4e8a-8300-4a8b5a46a91c | gFmdq2nOIk1w6K8d9wAR9CXXIGXeYibECVvAnmQsXuI= | C:\Temp\vw\test data\ppmd_templates_TLTU1.rvt | -¦-¦-
ppmd_templates_TLTU1.rvt | TLTU1 - MEDICAL GAS DESIGN | FALSE | LA | MedGas_LA | TRUE | 99801083-d820-4c5f-ad07-ab168e1bbda0 | gFmdq2nOIk1w6K8d9wAR9CXXIGXeYibECVvAnmQsXuI= | C:\Temp\vw\test data\ppmd_templates_TLTU1.rvt | -¦-¦-
ppmd_templates_TLTU1.rvt | TLTU1 - MEDICAL GAS DESIGN | FALSE | PA | MedGas_PA | TRUE | 55793ba6-1647-428e-86f6-5ce4153c7f2e | gFmdq2nOIk1w6K8d9wAR9CXXIGXeYibECVvAnmQsXuI= | C:\Temp\vw\test data\ppmd_templates_TLTU1.rvt | -¦-¦-
ppmd_templates_TLTU1.rvt | TLTU1 - MEDICAL GAS DESIGN | FALSE | MV | MedGas_MV | TRUE | 0a0bec6d-9172-4a2c-9fb3-7616a08f677a | gFmdq2nOIk1w6K8d9wAR9CXXIGXeYibECVvAnmQsXuI= | C:\Temp\vw\test data\ppmd_templates_TLTU1.rvt | -¦-¦-
ppmd_templates_TLTU1.rvt | TLTU1 - MEDICAL GAS DESIGN | FALSE | DHV | MedGas_DHV | TRUE | 79779898-9917-494b-a027-0013b44e14f1 | gFmdq2nOIk1w6K8d9wAR9CXXIGXeYibECVvAnmQsXuI= | C:\Temp\vw\test data\ppmd_templates_TLTU1.rvt | -¦-¦-
ppmd_templates_TLTU1.rvt | TLTU1 - MEDICAL GAS DESIGN | FALSE | DLV | MedGas_DLV | TRUE | bcdcef93-2e56-440a-a8f7-e9973eadba59 | gFmdq2nOIk1w6K8d9wAR9CXXIGXeYibECVvAnmQsXuI= | C:\Temp\vw\test data\ppmd_templates_TLTU1.rvt | -¦-¦-
ppmd_templates_TLTU1.rvt | TLTU1 - MEDICAL GAS DESIGN | FALSE | LDE | MedGas_LDE | TRUE | cc6496eb-fa04-4455-81d4-1dfb1e6aaa52 | gFmdq2nOIk1w6K8d9wAR9CXXIGXeYibECVvAnmQsXuI= | C:\Temp\vw\test data\ppmd_templates_TLTU1.rvt | -¦-¦-
ppmd_templates_TLTU1.rvt | TLTU1 - MEDICAL GAS DESIGN | FALSE | OX | MedGas_OX | TRUE | 59f6c2e0-639e-4476-adf0-a5c19b1199db | gFmdq2nOIk1w6K8d9wAR9CXXIGXeYibECVvAnmQsXuI= | C:\Temp\vw\test data\ppmd_templates_TLTU1.rvt | -¦-¦-
ppmd_templates_TLTU1.rvt | TLTU1 - MEDICAL GAS DESIGN | FALSE | NO | MedGas_NO | TRUE | 1f31b342-99ad-494b-90ce-f27b8fc04b75 | gFmdq2nOIk1w6K8d9wAR9CXXIGXeYibECVvAnmQsXuI= | C:\Temp\vw\test data\ppmd_templates_TLTU1.rvt | -¦-¦-
ppmd_templates_TLTU1.rvt | TLTU1 - MEDICAL GAS DESIGN | FALSE | NI | MedGas_NI | TRUE | ea24567d-1f4e-45f9-907f-a79ef8b323b1 | gFmdq2nOIk1w6K8d9wAR9CXXIGXeYibECVvAnmQsXuI= | C:\Temp\vw\test data\ppmd_templates_TLTU1.rvt | -¦-¦-
ppmd_templates_TLTU1.rvt | TLTU1 - MEDICAL GAS DESIGN | FALSE | WAGD | MedGas_WAGD | TRUE | 1aa3572e-5073-44b4-acb3-ff8739230b69 | gFmdq2nOIk1w6K8d9wAR9CXXIGXeYibECVvAnmQsXuI= | C:\Temp\vw\test data\ppmd_templates_TLTU1.rvt | -¦-¦-
ppmd_templates_TLTU1.rvt | TLTU1 - MEDICAL GAS DESIGN | FALSE | Notes1 | MedGas_Notes | TRUE | 69d1283f-21ef-46f3-9ebb-e36d00ef4da3 | gFmdq2nOIk1w6K8d9wAR9CXXIGXeYibECVvAnmQsXuI= | C:\Temp\vw\test data\ppmd_templates_TLTU1.rvt | -¦-¦-
ppmd_templates_TLTU1.rvt | TLTU1 - MEDICAL GAS DESIGN | FALSE | Notes2 | MedGas_Notes2 | TRUE | 867f4341-094b-4cc7-b128-8c28392e09cd | gFmdq2nOIk1w6K8d9wAR9CXXIGXeYibECVvAnmQsXuI= | C:\Temp\vw\test data\ppmd_templates_TLTU1.rvt | -¦-¦-
ppmd_templates_TLTU1.rvt | TLTU1 - STRUCTURAL DESIGN | FALSE | Structural Load¦psf | Str_FloorLoad_psf | TRUE | 654b90c9-d71e-4bcd-9f27-a1532becca95 | gFmdq2nOIk1w6K8d9wAR9CXXIGXeYibECVvAnmQsXuI= | C:\Temp\vw\test data\ppmd_templates_TLTU1.rvt | 60¦60¦60
ppmd_templates_TLTU1.rvt | TLTU1 - STRUCTURAL DESIGN | FALSE | Structural Load¦kPA | Str_FloorLoad_kPA | FALSE |  | gFmdq2nOIk1w6K8d9wAR9CXXIGXeYibECVvAnmQsXuI= | C:\Temp\vw\test data\ppmd_templates_TLTU1.rvt | 3¦3¦3
ppmd_templates_TLTU1.rvt | TLTU1 - STRUCTURAL DESIGN | FALSE | Notes | Str_Notes | TRUE | 509b36e6-cf53-4158-b357-61e3cedd6faa | gFmdq2nOIk1w6K8d9wAR9CXXIGXeYibECVvAnmQsXuI= | C:\Temp\vw\test data\ppmd_templates_TLTU1.rvt
ppmd_templates_TREE1.rvt | TREE1 - DATA/TELEPHONE EQUIPMENT | FALSE | JSN | JSN | TRUE | 8632cd76-2ab9-457d-8db7-39197de446a2 | Yax9GO11C1cM3GsugRnk027J9DyCn/uzFbBToeX430c= | C:\Temp\vw\test data\ppmd_templates_TREE1.rvt
ppmd_templates_TREE1.rvt | TREE1 - DATA/TELEPHONE EQUIPMENT | FALSE | Nomenclature | Nomenclature | TRUE | f004b755-1952-4a21-a1c1-98f41ef6a86c | Yax9GO11C1cM3GsugRnk027J9DyCn/uzFbBToeX430c= | C:\Temp\vw\test data\ppmd_templates_TREE1.rvt
ppmd_templates_TREE1.rvt | TREE1 - DATA/TELEPHONE EQUIPMENT | FALSE | Qty | Count | FALSE |  | Yax9GO11C1cM3GsugRnk027J9DyCn/uzFbBToeX430c= | C:\Temp\vw\test data\ppmd_templates_TREE1.rvt
ppmd_templates_TREE1.rvt | TREE1 - DATA/TELEPHONE EQUIPMENT | FALSE | Logistics¦AR | CAT_Army | TRUE | fa0e0053-bcc4-42e8-881f-6a4690f994c9 | Yax9GO11C1cM3GsugRnk027J9DyCn/uzFbBToeX430c= | C:\Temp\vw\test data\ppmd_templates_TREE1.rvt
ppmd_templates_TREE1.rvt | TREE1 - DATA/TELEPHONE EQUIPMENT | FALSE | Logistics¦NA | CAT_Navy | TRUE | 183e77a6-b75d-41a5-8f81-f6abfee236ec | Yax9GO11C1cM3GsugRnk027J9DyCn/uzFbBToeX430c= | C:\Temp\vw\test data\ppmd_templates_TREE1.rvt
ppmd_templates_TREE1.rvt | TREE1 - DATA/TELEPHONE EQUIPMENT | FALSE | Logistics¦AF | CAT_AF | TRUE | 053816d3-2f83-4e72-9b30-0a25ff75573f | Yax9GO11C1cM3GsugRnk027J9DyCn/uzFbBToeX430c= | C:\Temp\vw\test data\ppmd_templates_TREE1.rvt
ppmd_templates_TREE1.rvt | TREE1 - DATA/TELEPHONE EQUIPMENT | FALSE | Logistics¦VA | CAT_VA | TRUE | abab06e0-bc20-4958-a9a7-acf73c376614 | Yax9GO11C1cM3GsugRnk027J9DyCn/uzFbBToeX430c= | C:\Temp\vw\test data\ppmd_templates_TREE1.rvt
ppmd_templates_TREE1.rvt | TREE1 - DOOR SCHEDULE | FALSE | Mark | Construction Type | FALSE |  | Yax9GO11C1cM3GsugRnk027J9DyCn/uzFbBToeX430c= | C:\Temp\vw\test data\ppmd_templates_TREE1.rvt | C
ppmd_templates_TREE1.rvt | TREE1 - DOOR SCHEDULE | FALSE | Type | Family | FALSE |  | Yax9GO11C1cM3GsugRnk027J9DyCn/uzFbBToeX430c= | C:\Temp\vw\test data\ppmd_templates_TREE1.rvt | Single-Flush
ppmd_templates_TREE1.rvt | TREE1 - DOOR SCHEDULE | FALSE | Count | Count | FALSE |  | Yax9GO11C1cM3GsugRnk027J9DyCn/uzFbBToeX430c= | C:\Temp\vw\test data\ppmd_templates_TREE1.rvt | 1
ppmd_templates_TREE1.rvt | TREE1 - DOOR SCHEDULE | FALSE | Height¦ft - in | Height | FALSE |  | Yax9GO11C1cM3GsugRnk027J9DyCn/uzFbBToeX430c= | C:\Temp\vw\test data\ppmd_templates_TREE1.rvt | 7' - 0"
ppmd_templates_TREE1.rvt | TREE1 - DOOR SCHEDULE | FALSE | Width¦ft - in | Width | FALSE |  | Yax9GO11C1cM3GsugRnk027J9DyCn/uzFbBToeX430c= | C:\Temp\vw\test data\ppmd_templates_TREE1.rvt | 4' - 0"
ppmd_templates_TREE1.rvt | TREE1 - DOOR SCHEDULE | FALSE | Notes | Type Comments | FALSE |  | Yax9GO11C1cM3GsugRnk027J9DyCn/uzFbBToeX430c= | C:\Temp\vw\test data\ppmd_templates_TREE1.rvt
ppmd_templates_TREE1.rvt | TREE1 - ELECTRICAL DESIGN | FALSE | Lighting¦LUX1 | Light_Level_LUX | TRUE | fc853981-f613-4f05-81bd-e48fb947424b | Yax9GO11C1cM3GsugRnk027J9DyCn/uzFbBToeX430c= | C:\Temp\vw\test data\ppmd_templates_TREE1.rvt | 500
ppmd_templates_TREE1.rvt | TREE1 - ELECTRICAL DESIGN | FALSE | Lighting¦Footcandles1 | Light_Level_FC | FALSE |  | Yax9GO11C1cM3GsugRnk027J9DyCn/uzFbBToeX430c= | C:\Temp\vw\test data\ppmd_templates_TREE1.rvt | 46
ppmd_templates_TREE1.rvt | TREE1 - ELECTRICAL DESIGN | FALSE | Lighting¦LUX2 | Light_Level_LUX2 | TRUE | 172f1cff-58cc-41cd-b888-0e7a81d2bf40 | Yax9GO11C1cM3GsugRnk027J9DyCn/uzFbBToeX430c= | C:\Temp\vw\test data\ppmd_templates_TREE1.rvt | 1100
ppmd_templates_TREE1.rvt | TREE1 - ELECTRICAL DESIGN | FALSE | Lighting¦Footcandles2 | Light_Level_FC2 | FALSE |  | Yax9GO11C1cM3GsugRnk027J9DyCn/uzFbBToeX430c= | C:\Temp\vw\test data\ppmd_templates_TREE1.rvt | 102
ppmd_templates_TREE1.rvt | TREE1 - ELECTRICAL DESIGN | FALSE | Lighting¦Notes | Light_Notes | TRUE | a36245ac-ea57-45c2-bac5-bed4d04a4f78 | Yax9GO11C1cM3GsugRnk027J9DyCn/uzFbBToeX430c= | C:\Temp\vw\test data\ppmd_templates_TREE1.rvt | D
ppmd_templates_TREE1.rvt | TREE1 - ELECTRICAL DESIGN | FALSE | Lighting¦Notes2 | Light_Notes2 | TRUE | 6d0b4891-ce4c-45f8-9560-387866098a10 | Yax9GO11C1cM3GsugRnk027J9DyCn/uzFbBToeX430c= | C:\Temp\vw\test data\ppmd_templates_TREE1.rvt
ppmd_templates_TREE1.rvt | TREE1 - ELECTRICAL DESIGN | FALSE | Essential Power¦% Power | ES_Power% | TRUE | 7cbfe71a-865f-4cf4-b400-c67e3939439b | Yax9GO11C1cM3GsugRnk027J9DyCn/uzFbBToeX430c= | C:\Temp\vw\test data\ppmd_templates_TREE1.rvt | R
ppmd_templates_TREE1.rvt | TREE1 - ELECTRICAL DESIGN | FALSE | Essential Power¦% Light | ES_Light% | TRUE | af00a8bb-40cb-434a-a7e5-b4140f3c844f | Yax9GO11C1cM3GsugRnk027J9DyCn/uzFbBToeX430c= | C:\Temp\vw\test data\ppmd_templates_TREE1.rvt | LS
ppmd_templates_TREE1.rvt | TREE1 - ELECTRICAL DESIGN | FALSE | Essential Power¦Notes | ES_Notes | TRUE | 0c3ae867-1060-40b5-bb68-261d16a167a0 | Yax9GO11C1cM3GsugRnk027J9DyCn/uzFbBToeX430c= | C:\Temp\vw\test data\ppmd_templates_TREE1.rvt | -
ppmd_templates_TREE1.rvt | TREE1 - EQUIPMENT SCHEDULE | TRUE | JSN | JSN | TRUE | 8632cd76-2ab9-457d-8db7-39197de446a2 | Yax9GO11C1cM3GsugRnk027J9DyCn/uzFbBToeX430c= | C:\Temp\vw\test data\ppmd_templates_TREE1.rvt | A1132¦A5075¦A5080¦A5106¦A5145¦A5180¦C0040¦CS150¦CT020¦E0945¦E0948¦E0954¦E0963¦F0340¦F0355¦F2010¦F3200¦M0012¦M0750¦M0755¦M0765¦M1620¦M1801¦M3070¦M3072¦M3160¦M3175¦M4116¦M4255¦M4266¦M4665¦M7660¦M7905¦M8513¦M8515¦M8517¦M8606¦M8810¦M8830¦M8900¦M8905¦X4110
ppmd_templates_TREE1.rvt | TREE1 - EQUIPMENT SCHEDULE | TRUE | Nomenclature | Nomenclature | TRUE | f004b755-1952-4a21-a1c1-98f41ef6a86c | Yax9GO11C1cM3GsugRnk027J9DyCn/uzFbBToeX430c= | C:\Temp\vw\test data\ppmd_templates_TREE1.rvt | Rail, Accessory Mounting, 48"¦Dispenser, Soap, Disposable¦Dispenser, Paper Towel, SS, Surface Mounted¦Waste Disposal Unit, Sharps w/Glove Dispenser¦Hook, Garment, Double, SS, Surface Mounted¦Track, Cubicle, Surface Mounted, With Curtain¦Rail, Apron, 4x54x1¦Sink, SS, Single Compartment, 10x19x16 ID¦Countertop, Solid Surface¦Mobile, Workstation¦Cart, General Storage, Mobile, 42"H x 32"W x 22"D¦Cart, Emergency, Mobile, 66"H x 52"W x 22"D¦Cart, General Storage, Mobile¦Stool, Self Adjusting¦Footstool, Straight¦Basket, Wastepaper, Step-On¦Clock, Battery, 12" Diameter¦Service Column, Endoscopy¦Flowmeter, Air, Connect w/50 PSI Supply¦Flowmeter, Oxygen, Low Flow¦Regulator, Vacuum¦Holder, Chart, Patient, Wall or Door Mounted¦Computer, Microprocessing, w/Flat Panel Monitor¦Hamper, Linen, Mobile, w/Lid¦Frame, Infectious Waste Bag w/Lid¦Cabinet, Storage, Hanging Scopes¦Electrosurgical Unit, Dual Output¦Monitor, Vital Signs¦Stand, IV, Adjustable¦Pump, Volumetric, Infusion, Multiple Line¦Stretcher, Recovery, Surgical¦Defibrillator/Monitor/Recorder, Portable¦Oximeter, Pulse¦Duodenoscope, Fiberoptic, Therapeutic¦Gastroscope, Fiberoptic, Therapeutic¦Enteroscope, Fiberoptic, Therapeutic¦Endoscopy Cart, Fiberoptic, w/Video Accessories¦Stand, Mayo¦Table, Instrument/Dressing, Mobile¦Carriage, Pail, CRS, Without Pail¦Pail, Utility, CRS, Without Carriage¦Console, PACS, Remote View, 512 X 512, 1 Monitor
ppmd_templates_TREE1.rvt | TREE1 - EQUIPMENT SCHEDULE | TRUE | Qty | Count | FALSE |  | Yax9GO11C1cM3GsugRnk027J9DyCn/uzFbBToeX430c= | C:\Temp\vw\test data\ppmd_templates_TREE1.rvt | 1¦1¦1¦1¦1¦1¦2¦1¦1¦1¦1¦1¦2¦1¦1¦1¦1¦1¦1¦1¦2¦1¦1¦1¦1¦1¦1¦1¦1¦1¦1¦1¦1¦1¦1¦1¦1¦1¦1¦1¦1¦1
ppmd_templates_TREE1.rvt | TREE1 - EQUIPMENT SCHEDULE | TRUE | LF | Comments | FALSE |  | Yax9GO11C1cM3GsugRnk027J9DyCn/uzFbBToeX430c= | C:\Temp\vw\test data\ppmd_templates_TREE1.rvt | 2'-0"¦¦¦¦¦12'-0"¦¦¦4'-6"
ppmd_templates_TREE1.rvt | TREE1 - EQUIPMENT SCHEDULE | TRUE | Logistics¦AR | CAT_Army | TRUE | fa0e0053-bcc4-42e8-881f-6a4690f994c9 | Yax9GO11C1cM3GsugRnk027J9DyCn/uzFbBToeX430c= | C:\Temp\vw\test data\ppmd_templates_TREE1.rvt | A¦C¦A¦C¦A¦A¦A¦A¦A¦C¦C¦C¦C¦C¦C¦C¦C¦-¦C¦C¦C¦A¦C¦C¦C¦C¦C¦C¦C¦C¦C¦C¦C¦C¦C¦C¦C¦C¦C¦C¦C¦F
ppmd_templates_TREE1.rvt | TREE1 - EQUIPMENT SCHEDULE | TRUE | Logistics¦NA | CAT_Navy | TRUE | 183e77a6-b75d-41a5-8f81-f6abfee236ec | Yax9GO11C1cM3GsugRnk027J9DyCn/uzFbBToeX430c= | C:\Temp\vw\test data\ppmd_templates_TREE1.rvt | A¦C¦A¦A¦A¦A¦A¦A¦A¦C¦C¦C¦C¦C¦C¦C¦C¦-¦C¦C¦C¦A¦C¦C¦C¦C¦C¦C¦C¦C¦C¦C¦C¦C¦C¦C¦C¦C¦C¦C¦C¦F
ppmd_templates_TREE1.rvt | TREE1 - EQUIPMENT SCHEDULE | TRUE | Logistics¦AF | CAT_AF | TRUE | 053816d3-2f83-4e72-9b30-0a25ff75573f | Yax9GO11C1cM3GsugRnk027J9DyCn/uzFbBToeX430c= | C:\Temp\vw\test data\ppmd_templates_TREE1.rvt | A¦C¦A¦C¦A¦A¦A¦A¦A¦C¦C¦C¦C¦C¦C¦C¦C¦-¦C¦C¦C¦A¦C¦C¦C¦C¦C¦C¦C¦C¦C¦C¦C¦C¦C¦C¦C¦C¦C¦C¦C¦F
ppmd_templates_TREE1.rvt | TREE1 - EQUIPMENT SCHEDULE | TRUE | Logistics¦VA | CAT_VA | TRUE | abab06e0-bc20-4958-a9a7-acf73c376614 | Yax9GO11C1cM3GsugRnk027J9DyCn/uzFbBToeX430c= | C:\Temp\vw\test data\ppmd_templates_TREE1.rvt | A¦C¦A¦C¦A¦A¦A¦A¦A¦C¦C¦C¦C¦C¦C¦C¦C¦-¦C¦C¦C¦A¦C¦C¦C¦C¦C¦C¦C¦C¦C¦C¦C¦C¦C¦C¦C¦C¦C¦C¦C¦F
ppmd_templates_TREE1.rvt | TREE1 - EQUIPMENT SCHEDULE | TRUE | Utilities¦1 | UTIL_1_WaterDrain | TRUE | 594b780e-c62e-473b-9f66-4d3db2fa1b7f | Yax9GO11C1cM3GsugRnk027J9DyCn/uzFbBToeX430c= | C:\Temp\vw\test data\ppmd_templates_TREE1.rvt | -¦-¦-¦-¦-¦-¦-¦D¦-¦-¦-¦-¦-¦-¦-¦-¦-¦-¦-¦-¦-¦-¦-¦-¦-¦-¦-¦-¦-¦-¦-¦-¦-¦-¦-¦-¦-¦-¦-¦-¦-¦-
ppmd_templates_TREE1.rvt | TREE1 - EQUIPMENT SCHEDULE | TRUE | Utilities¦2 | UTIL_2_Elec | TRUE | 28082216-138e-4a2f-9824-e96dbd7e3cd0 | Yax9GO11C1cM3GsugRnk027J9DyCn/uzFbBToeX430c= | C:\Temp\vw\test data\ppmd_templates_TREE1.rvt | -¦-¦-¦-¦-¦-¦-¦-¦-¦-¦-¦-¦-¦-¦-¦-¦-¦-¦-¦-¦-¦-¦A¦-¦-¦-¦A¦A¦-¦A¦-¦A¦A¦-¦-¦-¦A¦-¦-¦-¦-¦B
ppmd_templates_TREE1.rvt | TREE1 - EQUIPMENT SCHEDULE | TRUE | Utilities¦3 | UTIL_3_MedGas | TRUE | 22af1ef2-54f0-4b6e-b40a-7064dfb8769c | Yax9GO11C1cM3GsugRnk027J9DyCn/uzFbBToeX430c= | C:\Temp\vw\test data\ppmd_templates_TREE1.rvt | -¦-¦-¦-¦-¦-¦-¦-¦-¦-¦-¦-¦-¦-¦-¦-¦-¦-¦K¦A¦B¦-¦-¦-¦-¦-¦-¦-¦-¦-¦-¦-¦-¦-¦-¦-¦-¦-¦-¦-¦-¦-
ppmd_templates_TREE1.rvt | TREE1 - EQUIPMENT SCHEDULE | TRUE | Utilities¦4 | UTIL_4_MiscGas | TRUE | 745b8c3e-fd4a-4430-994a-d25826e1e484 | Yax9GO11C1cM3GsugRnk027J9DyCn/uzFbBToeX430c= | C:\Temp\vw\test data\ppmd_templates_TREE1.rvt | -¦-¦-¦-¦-¦-¦-¦-¦-¦-¦-¦-¦-¦-¦-¦-¦-¦-¦-¦-¦-¦-¦-¦-¦-¦-¦-¦-¦-¦-¦-¦-¦-¦-¦-¦-¦E¦-¦-¦-¦-¦-
ppmd_templates_TREE1.rvt | TREE1 - EQUIPMENT SCHEDULE | TRUE | Utilities¦5 | UTIL_5_NonMedGas | TRUE | 323edf97-d058-44ef-a0fb-1836c80554d8 | Yax9GO11C1cM3GsugRnk027J9DyCn/uzFbBToeX430c= | C:\Temp\vw\test data\ppmd_templates_TREE1.rvt | -¦-¦-¦-¦-¦-¦-¦-¦-¦-¦-¦-¦-¦-¦-¦-¦-¦-¦-¦-¦-¦-¦-¦-¦-¦-¦-¦-¦-¦-¦-¦-¦-¦-¦-¦-¦-¦-¦-¦-¦-¦-
ppmd_templates_TREE1.rvt | TREE1 - EQUIPMENT SCHEDULE | TRUE | Utilities¦6 | UTIL_6_Misc | TRUE | 38083e2d-8ba3-4868-9752-742b7a4a9586 | Yax9GO11C1cM3GsugRnk027J9DyCn/uzFbBToeX430c= | C:\Temp\vw\test data\ppmd_templates_TREE1.rvt | -¦-¦-¦-¦-¦-¦-¦-¦-¦-¦-¦-¦-¦-¦-¦-¦-¦-¦-¦-¦-¦-¦-¦-¦-¦-¦-¦-¦-¦-¦-¦-¦-¦-¦-¦-¦-¦-¦-¦-¦-¦-
ppmd_templates_TREE1.rvt | TREE1 - INTERIOR DESIGN | FALSE | Floor Finish¦Preferred | Floor Finish | FALSE |  | Yax9GO11C1cM3GsugRnk027J9DyCn/uzFbBToeX430c= | C:\Temp\vw\test data\ppmd_templates_TREE1.rvt | US
ppmd_templates_TREE1.rvt | TREE1 - INTERIOR DESIGN | FALSE | Floor Finish¦Alternate | Floor Finish2 | TRUE | 4030719d-a272-441a-8bfa-d5eb510a1687 | Yax9GO11C1cM3GsugRnk027J9DyCn/uzFbBToeX430c= | C:\Temp\vw\test data\ppmd_templates_TREE1.rvt | -
ppmd_templates_TREE1.rvt | TREE1 - INTERIOR DESIGN | FALSE | Wall Finish¦Preferred | Wall Finish | FALSE |  | Yax9GO11C1cM3GsugRnk027J9DyCn/uzFbBToeX430c= | C:\Temp\vw\test data\ppmd_templates_TREE1.rvt | GLG
ppmd_templates_TREE1.rvt | TREE1 - INTERIOR DESIGN | FALSE | Wall Finish¦Alternate | Wall Finish2 | TRUE | 5a49d499-57b3-4e1f-afc0-4c041c862be1 | Yax9GO11C1cM3GsugRnk027J9DyCn/uzFbBToeX430c= | C:\Temp\vw\test data\ppmd_templates_TREE1.rvt | -
ppmd_templates_TREE1.rvt | TREE1 - INTERIOR DESIGN | FALSE | Ceiling Finish¦Preferred | Ceiling Finish | FALSE |  | Yax9GO11C1cM3GsugRnk027J9DyCn/uzFbBToeX430c= | C:\Temp\vw\test data\ppmd_templates_TREE1.rvt | GLG
ppmd_templates_TREE1.rvt | TREE1 - INTERIOR DESIGN | FALSE | Ceiling Finish¦Alternate | Ceiling Finish2 | TRUE | acb31fd1-378b-4329-97b0-400ae39b5bc4 | Yax9GO11C1cM3GsugRnk027J9DyCn/uzFbBToeX430c= | C:\Temp\vw\test data\ppmd_templates_TREE1.rvt | -
ppmd_templates_TREE1.rvt | TREE1 - INTERIOR DESIGN | FALSE | Room Height¦ft - in | Ceiling_Hgt_IP | TRUE | 9f14ca4f-2465-4385-a17c-7aa549f64c09 | Yax9GO11C1cM3GsugRnk027J9DyCn/uzFbBToeX430c= | C:\Temp\vw\test data\ppmd_templates_TREE1.rvt | 9' - 0"
ppmd_templates_TREE1.rvt | TREE1 - INTERIOR DESIGN | FALSE | Room Noise¦Min NC | Noise_NC_MIN | TRUE | 8c49df6c-7d6b-49fd-9459-f57d0921d704 | Yax9GO11C1cM3GsugRnk027J9DyCn/uzFbBToeX430c= | C:\Temp\vw\test data\ppmd_templates_TREE1.rvt | 30
ppmd_templates_TREE1.rvt | TREE1 - INTERIOR DESIGN | FALSE | Room Noise¦Max NC | Noise_NC_MAX | TRUE | 629b571a-1c14-443c-b8e8-1130b5edb513 | Yax9GO11C1cM3GsugRnk027J9DyCn/uzFbBToeX430c= | C:\Temp\vw\test data\ppmd_templates_TREE1.rvt | 40
ppmd_templates_TREE1.rvt | TREE1 - INTERIOR DESIGN | FALSE | Room Noise¦SC | Noise_SC | TRUE | 44bf9cd1-070a-432c-87d9-26a3211cfe07 | Yax9GO11C1cM3GsugRnk027J9DyCn/uzFbBToeX430c= | C:\Temp\vw\test data\ppmd_templates_TREE1.rvt | 50
ppmd_templates_TREE1.rvt | TREE1 - MECHANICAL DESIGN | FALSE | Air Balance | Air_Balance | TRUE | 587b3cf9-4450-4d95-b8ef-0e93665dbd91 | Yax9GO11C1cM3GsugRnk027J9DyCn/uzFbBToeX430c= | C:\Temp\vw\test data\ppmd_templates_TREE1.rvt | +
ppmd_templates_TREE1.rvt | TREE1 - MECHANICAL DESIGN | FALSE | Air Changes Total | Air_Changes_Total | TRUE | 3988d7f3-0f28-4410-866c-5bc65e1d842a | Yax9GO11C1cM3GsugRnk027J9DyCn/uzFbBToeX430c= | C:\Temp\vw\test data\ppmd_templates_TREE1.rvt | 6
ppmd_templates_TREE1.rvt | TREE1 - MECHANICAL DESIGN | FALSE | Air Changes OA | Air_Changes_OA | TRUE | b7af949f-3b64-4f85-9391-d9f17dcaad1e | Yax9GO11C1cM3GsugRnk027J9DyCn/uzFbBToeX430c= | C:\Temp\vw\test data\ppmd_templates_TREE1.rvt | 2
ppmd_templates_TREE1.rvt | TREE1 - MECHANICAL DESIGN | FALSE | 100% Exhaust Air | Exhaust_Air_100% | TRUE | 62b97784-583b-47d5-90a3-a90bbb961b6e | Yax9GO11C1cM3GsugRnk027J9DyCn/uzFbBToeX430c= | C:\Temp\vw\test data\ppmd_templates_TREE1.rvt
ppmd_templates_TREE1.rvt | TREE1 - MECHANICAL DESIGN | FALSE | Summer Temp¦F | Temp_Summer_F | TRUE | 1cbf6964-bd0f-4852-b367-ef4828e2e2cc | Yax9GO11C1cM3GsugRnk027J9DyCn/uzFbBToeX430c= | C:\Temp\vw\test data\ppmd_templates_TREE1.rvt
ppmd_templates_TREE1.rvt | TREE1 - MECHANICAL DESIGN | FALSE | Summer Temp¦C | Temp_Summer_C | FALSE |  | Yax9GO11C1cM3GsugRnk027J9DyCn/uzFbBToeX430c= | C:\Temp\vw\test data\ppmd_templates_TREE1.rvt
ppmd_templates_TREE1.rvt | TREE1 - MECHANICAL DESIGN | FALSE | Summer Temp¦Note | Temp_Summer_Note | TRUE | 6248fa3c-bb43-4e1c-91bb-60e102e573b7 | Yax9GO11C1cM3GsugRnk027J9DyCn/uzFbBToeX430c= | C:\Temp\vw\test data\ppmd_templates_TREE1.rvt
ppmd_templates_TREE1.rvt | TREE1 - MECHANICAL DESIGN | FALSE | Winter Temp¦F | Temp_Winter_F | TRUE | b4f9888f-41ad-47ef-a6af-145b3de732c9 | Yax9GO11C1cM3GsugRnk027J9DyCn/uzFbBToeX430c= | C:\Temp\vw\test data\ppmd_templates_TREE1.rvt | 73
ppmd_templates_TREE1.rvt | TREE1 - MECHANICAL DESIGN | FALSE | Winter Temp¦C | Temp_Winter_C | FALSE |  | Yax9GO11C1cM3GsugRnk027J9DyCn/uzFbBToeX430c= | C:\Temp\vw\test data\ppmd_templates_TREE1.rvt | 23
ppmd_templates_TREE1.rvt | TREE1 - MECHANICAL DESIGN | FALSE | Winter Temp¦Note | Temp_Winter_Note | TRUE | aacd83fc-f530-464e-b089-01667d3c52cd | Yax9GO11C1cM3GsugRnk027J9DyCn/uzFbBToeX430c= | C:\Temp\vw\test data\ppmd_templates_TREE1.rvt
ppmd_templates_TREE1.rvt | TREE1 - MECHANICAL DESIGN | FALSE | Max Relative Humidity | Relative_Humidity | TRUE | 36ead6c1-4384-4a65-8654-06a60aef94cb | Yax9GO11C1cM3GsugRnk027J9DyCn/uzFbBToeX430c= | C:\Temp\vw\test data\ppmd_templates_TREE1.rvt | S
ppmd_templates_TREE1.rvt | TREE1 - MECHANICAL DESIGN | FALSE | Filtration¦Interm % | Filtration_Inter_% | TRUE | 4f03ad65-f905-419e-a0cf-8f58fe921fbc | Yax9GO11C1cM3GsugRnk027J9DyCn/uzFbBToeX430c= | C:\Temp\vw\test data\ppmd_templates_TREE1.rvt | 14
ppmd_templates_TREE1.rvt | TREE1 - MECHANICAL DESIGN | FALSE | Filtration¦Final % | Filtration_Final_% | TRUE | cc736e5f-46f5-476a-8d0a-ceb32d8d4e5a | Yax9GO11C1cM3GsugRnk027J9DyCn/uzFbBToeX430c= | C:\Temp\vw\test data\ppmd_templates_TREE1.rvt | -
ppmd_templates_TREE1.rvt | TREE1 - MECHANICAL DESIGN | FALSE | Notes | Mech_Notes | TRUE | a32df790-0ab9-4c4a-b19c-511c2eef6d56 | Yax9GO11C1cM3GsugRnk027J9DyCn/uzFbBToeX430c= | C:\Temp\vw\test data\ppmd_templates_TREE1.rvt | -
ppmd_templates_TREE1.rvt | TREE1 - MEDICAL GAS DESIGN | FALSE | MCA | MedGas_MCA | TRUE | 3b23ea7f-b9f1-4749-8a2b-eb6a4fab4cdc | Yax9GO11C1cM3GsugRnk027J9DyCn/uzFbBToeX430c= | C:\Temp\vw\test data\ppmd_templates_TREE1.rvt | 1
ppmd_templates_TREE1.rvt | TREE1 - MEDICAL GAS DESIGN | FALSE | DCA | MedGas_DCA | TRUE | 20dc9c73-7465-4e8a-8300-4a8b5a46a91c | Yax9GO11C1cM3GsugRnk027J9DyCn/uzFbBToeX430c= | C:\Temp\vw\test data\ppmd_templates_TREE1.rvt | -
ppmd_templates_TREE1.rvt | TREE1 - MEDICAL GAS DESIGN | FALSE | LA | MedGas_LA | TRUE | 99801083-d820-4c5f-ad07-ab168e1bbda0 | Yax9GO11C1cM3GsugRnk027J9DyCn/uzFbBToeX430c= | C:\Temp\vw\test data\ppmd_templates_TREE1.rvt | -
ppmd_templates_TREE1.rvt | TREE1 - MEDICAL GAS DESIGN | FALSE | PA | MedGas_PA | TRUE | 55793ba6-1647-428e-86f6-5ce4153c7f2e | Yax9GO11C1cM3GsugRnk027J9DyCn/uzFbBToeX430c= | C:\Temp\vw\test data\ppmd_templates_TREE1.rvt | -
ppmd_templates_TREE1.rvt | TREE1 - MEDICAL GAS DESIGN | FALSE | MV | MedGas_MV | TRUE | 0a0bec6d-9172-4a2c-9fb3-7616a08f677a | Yax9GO11C1cM3GsugRnk027J9DyCn/uzFbBToeX430c= | C:\Temp\vw\test data\ppmd_templates_TREE1.rvt | 2
ppmd_templates_TREE1.rvt | TREE1 - MEDICAL GAS DESIGN | FALSE | DHV | MedGas_DHV | TRUE | 79779898-9917-494b-a027-0013b44e14f1 | Yax9GO11C1cM3GsugRnk027J9DyCn/uzFbBToeX430c= | C:\Temp\vw\test data\ppmd_templates_TREE1.rvt | -
ppmd_templates_TREE1.rvt | TREE1 - MEDICAL GAS DESIGN | FALSE | DLV | MedGas_DLV | TRUE | bcdcef93-2e56-440a-a8f7-e9973eadba59 | Yax9GO11C1cM3GsugRnk027J9DyCn/uzFbBToeX430c= | C:\Temp\vw\test data\ppmd_templates_TREE1.rvt | -
ppmd_templates_TREE1.rvt | TREE1 - MEDICAL GAS DESIGN | FALSE | LDE | MedGas_LDE | TRUE | cc6496eb-fa04-4455-81d4-1dfb1e6aaa52 | Yax9GO11C1cM3GsugRnk027J9DyCn/uzFbBToeX430c= | C:\Temp\vw\test data\ppmd_templates_TREE1.rvt | -
ppmd_templates_TREE1.rvt | TREE1 - MEDICAL GAS DESIGN | FALSE | OX | MedGas_OX | TRUE | 59f6c2e0-639e-4476-adf0-a5c19b1199db | Yax9GO11C1cM3GsugRnk027J9DyCn/uzFbBToeX430c= | C:\Temp\vw\test data\ppmd_templates_TREE1.rvt | 1
ppmd_templates_TREE1.rvt | TREE1 - MEDICAL GAS DESIGN | FALSE | NO | MedGas_NO | TRUE | 1f31b342-99ad-494b-90ce-f27b8fc04b75 | Yax9GO11C1cM3GsugRnk027J9DyCn/uzFbBToeX430c= | C:\Temp\vw\test data\ppmd_templates_TREE1.rvt | -
ppmd_templates_TREE1.rvt | TREE1 - MEDICAL GAS DESIGN | FALSE | NI | MedGas_NI | TRUE | ea24567d-1f4e-45f9-907f-a79ef8b323b1 | Yax9GO11C1cM3GsugRnk027J9DyCn/uzFbBToeX430c= | C:\Temp\vw\test data\ppmd_templates_TREE1.rvt | -
ppmd_templates_TREE1.rvt | TREE1 - MEDICAL GAS DESIGN | FALSE | WAGD | MedGas_WAGD | TRUE | 1aa3572e-5073-44b4-acb3-ff8739230b69 | Yax9GO11C1cM3GsugRnk027J9DyCn/uzFbBToeX430c= | C:\Temp\vw\test data\ppmd_templates_TREE1.rvt | -
ppmd_templates_TREE1.rvt | TREE1 - MEDICAL GAS DESIGN | FALSE | Notes1 | MedGas_Notes | TRUE | 69d1283f-21ef-46f3-9ebb-e36d00ef4da3 | Yax9GO11C1cM3GsugRnk027J9DyCn/uzFbBToeX430c= | C:\Temp\vw\test data\ppmd_templates_TREE1.rvt | -
ppmd_templates_TREE1.rvt | TREE1 - MEDICAL GAS DESIGN | FALSE | Notes2 | MedGas_Notes2 | TRUE | 867f4341-094b-4cc7-b128-8c28392e09cd | Yax9GO11C1cM3GsugRnk027J9DyCn/uzFbBToeX430c= | C:\Temp\vw\test data\ppmd_templates_TREE1.rvt
ppmd_templates_TREE1.rvt | TREE1 - STRUCTURAL DESIGN | FALSE | Structural Load¦psf | Str_FloorLoad_psf | TRUE | 654b90c9-d71e-4bcd-9f27-a1532becca95 | Yax9GO11C1cM3GsugRnk027J9DyCn/uzFbBToeX430c= | C:\Temp\vw\test data\ppmd_templates_TREE1.rvt | 60
ppmd_templates_TREE1.rvt | TREE1 - STRUCTURAL DESIGN | FALSE | Structural Load¦kPA | Str_FloorLoad_kPA | FALSE |  | Yax9GO11C1cM3GsugRnk027J9DyCn/uzFbBToeX430c= | C:\Temp\vw\test data\ppmd_templates_TREE1.rvt | 3
ppmd_templates_TREE1.rvt | TREE1 - STRUCTURAL DESIGN | FALSE | Notes | Str_Notes | TRUE | 509b36e6-cf53-4158-b357-61e3cedd6faa | Yax9GO11C1cM3GsugRnk027J9DyCn/uzFbBToeX430c= | C:\Temp\vw\test data\ppmd_templates_TREE1.rvt
ppmd_templates_TRET3.rvt | TRET3 - DATA/TELEPHONE EQUIPMENT | FALSE | JSN | JSN | TRUE | 8632cd76-2ab9-457d-8db7-39197de446a2 | rLAnGOVgPP3OkX1OzPbWUHcmSnQ8fOHpMRbYLqbt1pk= | C:\Temp\vw\test data\ppmd_templates_TRET3.rvt
ppmd_templates_TRET3.rvt | TRET3 - DATA/TELEPHONE EQUIPMENT | FALSE | Nomenclature | Nomenclature | TRUE | f004b755-1952-4a21-a1c1-98f41ef6a86c | rLAnGOVgPP3OkX1OzPbWUHcmSnQ8fOHpMRbYLqbt1pk= | C:\Temp\vw\test data\ppmd_templates_TRET3.rvt
ppmd_templates_TRET3.rvt | TRET3 - DATA/TELEPHONE EQUIPMENT | FALSE | Qty | Count | FALSE |  | rLAnGOVgPP3OkX1OzPbWUHcmSnQ8fOHpMRbYLqbt1pk= | C:\Temp\vw\test data\ppmd_templates_TRET3.rvt
ppmd_templates_TRET3.rvt | TRET3 - DATA/TELEPHONE EQUIPMENT | FALSE | Logistics¦AR | CAT_Army | TRUE | fa0e0053-bcc4-42e8-881f-6a4690f994c9 | rLAnGOVgPP3OkX1OzPbWUHcmSnQ8fOHpMRbYLqbt1pk= | C:\Temp\vw\test data\ppmd_templates_TRET3.rvt
ppmd_templates_TRET3.rvt | TRET3 - DATA/TELEPHONE EQUIPMENT | FALSE | Logistics¦NA | CAT_Navy | TRUE | 183e77a6-b75d-41a5-8f81-f6abfee236ec | rLAnGOVgPP3OkX1OzPbWUHcmSnQ8fOHpMRbYLqbt1pk= | C:\Temp\vw\test data\ppmd_templates_TRET3.rvt
ppmd_templates_TRET3.rvt | TRET3 - DATA/TELEPHONE EQUIPMENT | FALSE | Logistics¦AF | CAT_AF | TRUE | 053816d3-2f83-4e72-9b30-0a25ff75573f | rLAnGOVgPP3OkX1OzPbWUHcmSnQ8fOHpMRbYLqbt1pk= | C:\Temp\vw\test data\ppmd_templates_TRET3.rvt
ppmd_templates_TRET3.rvt | TRET3 - DATA/TELEPHONE EQUIPMENT | FALSE | Logistics¦VA | CAT_VA | TRUE | abab06e0-bc20-4958-a9a7-acf73c376614 | rLAnGOVgPP3OkX1OzPbWUHcmSnQ8fOHpMRbYLqbt1pk= | C:\Temp\vw\test data\ppmd_templates_TRET3.rvt
ppmd_templates_TRET3.rvt | TRET3 - DOOR SCHEDULE | FALSE | Mark | Construction Type | FALSE |  | rLAnGOVgPP3OkX1OzPbWUHcmSnQ8fOHpMRbYLqbt1pk= | C:\Temp\vw\test data\ppmd_templates_TRET3.rvt
ppmd_templates_TRET3.rvt | TRET3 - DOOR SCHEDULE | FALSE | Type | Family | FALSE |  | rLAnGOVgPP3OkX1OzPbWUHcmSnQ8fOHpMRbYLqbt1pk= | C:\Temp\vw\test data\ppmd_templates_TRET3.rvt | Sliding-Door-2 panel-middle split
ppmd_templates_TRET3.rvt | TRET3 - DOOR SCHEDULE | FALSE | Count | Count | FALSE |  | rLAnGOVgPP3OkX1OzPbWUHcmSnQ8fOHpMRbYLqbt1pk= | C:\Temp\vw\test data\ppmd_templates_TRET3.rvt | 1
ppmd_templates_TRET3.rvt | TRET3 - DOOR SCHEDULE | FALSE | Height¦ft - in | Height | FALSE |  | rLAnGOVgPP3OkX1OzPbWUHcmSnQ8fOHpMRbYLqbt1pk= | C:\Temp\vw\test data\ppmd_templates_TRET3.rvt | 7' - 6"
ppmd_templates_TRET3.rvt | TRET3 - DOOR SCHEDULE | FALSE | Width¦ft - in | Width | FALSE |  | rLAnGOVgPP3OkX1OzPbWUHcmSnQ8fOHpMRbYLqbt1pk= | C:\Temp\vw\test data\ppmd_templates_TRET3.rvt | 16' - 0"
ppmd_templates_TRET3.rvt | TRET3 - DOOR SCHEDULE | FALSE | Hardware | Door_Hardware | TRUE | aada339e-27db-43a6-a49e-55c88563e0c3 | rLAnGOVgPP3OkX1OzPbWUHcmSnQ8fOHpMRbYLqbt1pk= | C:\Temp\vw\test data\ppmd_templates_TRET3.rvt
ppmd_templates_TRET3.rvt | TRET3 - DOOR SCHEDULE | FALSE | Notes | Type Comments | FALSE |  | rLAnGOVgPP3OkX1OzPbWUHcmSnQ8fOHpMRbYLqbt1pk= | C:\Temp\vw\test data\ppmd_templates_TRET3.rvt
ppmd_templates_TRET3.rvt | TRET3 - ELECTRICAL DESIGN | FALSE | Lighting¦LUX1 | Light_Level_LUX | TRUE | fc853981-f613-4f05-81bd-e48fb947424b | rLAnGOVgPP3OkX1OzPbWUHcmSnQ8fOHpMRbYLqbt1pk= | C:\Temp\vw\test data\ppmd_templates_TRET3.rvt | 500¦1100
ppmd_templates_TRET3.rvt | TRET3 - ELECTRICAL DESIGN | FALSE | Lighting¦Footcandles1 | Light_Level_FC | FALSE |  | rLAnGOVgPP3OkX1OzPbWUHcmSnQ8fOHpMRbYLqbt1pk= | C:\Temp\vw\test data\ppmd_templates_TRET3.rvt | 46¦102
ppmd_templates_TRET3.rvt | TRET3 - ELECTRICAL DESIGN | FALSE | Lighting¦LUX2 | Light_Level_LUX2 | TRUE | 172f1cff-58cc-41cd-b888-0e7a81d2bf40 | rLAnGOVgPP3OkX1OzPbWUHcmSnQ8fOHpMRbYLqbt1pk= | C:\Temp\vw\test data\ppmd_templates_TRET3.rvt
ppmd_templates_TRET3.rvt | TRET3 - ELECTRICAL DESIGN | FALSE | Lighting¦Footcandles2 | Light_Level_FC2 | FALSE |  | rLAnGOVgPP3OkX1OzPbWUHcmSnQ8fOHpMRbYLqbt1pk= | C:\Temp\vw\test data\ppmd_templates_TRET3.rvt
ppmd_templates_TRET3.rvt | TRET3 - ELECTRICAL DESIGN | FALSE | Lighting¦Notes | Light_Notes | TRUE | a36245ac-ea57-45c2-bac5-bed4d04a4f78 | rLAnGOVgPP3OkX1OzPbWUHcmSnQ8fOHpMRbYLqbt1pk= | C:\Temp\vw\test data\ppmd_templates_TRET3.rvt | C¦D
ppmd_templates_TRET3.rvt | TRET3 - ELECTRICAL DESIGN | FALSE | Lighting¦Notes2 | Light_Notes2 | TRUE | 6d0b4891-ce4c-45f8-9560-387866098a10 | rLAnGOVgPP3OkX1OzPbWUHcmSnQ8fOHpMRbYLqbt1pk= | C:\Temp\vw\test data\ppmd_templates_TRET3.rvt | -
ppmd_templates_TRET3.rvt | TRET3 - ELECTRICAL DESIGN | FALSE | Essential Power¦% Power | ES_Power% | TRUE | 7cbfe71a-865f-4cf4-b400-c67e3939439b | rLAnGOVgPP3OkX1OzPbWUHcmSnQ8fOHpMRbYLqbt1pk= | C:\Temp\vw\test data\ppmd_templates_TRET3.rvt | -¦RA
ppmd_templates_TRET3.rvt | TRET3 - ELECTRICAL DESIGN | FALSE | Essential Power¦% Light | ES_Light% | TRUE | af00a8bb-40cb-434a-a7e5-b4140f3c844f | rLAnGOVgPP3OkX1OzPbWUHcmSnQ8fOHpMRbYLqbt1pk= | C:\Temp\vw\test data\ppmd_templates_TRET3.rvt | -¦LB
ppmd_templates_TRET3.rvt | TRET3 - ELECTRICAL DESIGN | FALSE | Essential Power¦Notes | ES_Notes | TRUE | 0c3ae867-1060-40b5-bb68-261d16a167a0 | rLAnGOVgPP3OkX1OzPbWUHcmSnQ8fOHpMRbYLqbt1pk= | C:\Temp\vw\test data\ppmd_templates_TRET3.rvt | -¦-
ppmd_templates_TRET3.rvt | TRET3 - EQUIPMENT SCHEDULE | TRUE | JSN | JSN | TRUE | 8632cd76-2ab9-457d-8db7-39197de446a2 | rLAnGOVgPP3OkX1OzPbWUHcmSnQ8fOHpMRbYLqbt1pk= | C:\Temp\vw\test data\ppmd_templates_TRET3.rvt | A1122¦A1200¦A4015¦A5075¦A5077¦A5080¦A5106¦A5108¦A5145¦A5180¦C0037¦CS200¦CT030¦E0945¦E0948¦E0954¦E0955¦E0963¦F0340¦F0355¦F2010¦F2245¦F3200¦M0512¦M0750¦M0755¦M0765¦M0800¦M1801¦M3070¦M3072¦M3110¦M4116¦M4200¦M4255¦M4266¦M4655¦M7485¦M7660¦M7710¦M7845¦M8810¦M8900¦M8905¦M8970¦X2127¦X4122
ppmd_templates_TRET3.rvt | TRET3 - EQUIPMENT SCHEDULE | TRUE | Nomenclature | Nomenclature | TRUE | f004b755-1952-4a21-a1c1-98f41ef6a86c | rLAnGOVgPP3OkX1OzPbWUHcmSnQ8fOHpMRbYLqbt1pk= | C:\Temp\vw\test data\ppmd_templates_TRET3.rvt | Column, Equipment Arm, Ceiling Mounted, Surgery¦Lift System, Overhead, Patient Room¦Clock, Elapsed Time, Electric¦Dispenser, Soap, Disposable¦Dispenser, Hand Sanitzer, Hands free¦Dispenser, Paper Towel, SS, Surface Mounted¦Waste Disposal Unit, Sharps w/Glove Dispenser¦Waste Disposal Unit, Sharps¦Hook, Garment, Double, SS, Surface Mounted¦Track, Cubicle, Surface Mounted, With Curtain¦Rail, Apron, 4x36x1¦Sink, SS, Single Compartment, 12x28x16 ID¦Countertop, High Pressure Laminate¦Mobile, Workstation¦Cart, General Storage, Mobile, 42"H x 32"W x 22"D¦Cart, Emergency, Mobile, 66"H x 52"W x 22"D¦Cart, Emergency, Mobile, Pediatric¦Cart, General Storage, Mobile¦Stool, Self Adjusting¦Footstool, Straight¦Basket, Wastepaper, Step-On¦Camera, HD¦Clock, Battery, 12" Diameter¦Television, HDTV, Large Screen, 60"¦Flowmeter, Air, Connect w/50 PSI Supply¦Flowmeter, Oxygen, Low Flow¦Regulator, Vacuum¦Center, Infant Care¦Computer, Microprocessing, w/Flat Panel Monitor¦Hamper, Linen, Mobile, w/Lid¦Frame, Infectious Waste Bag w/Lid¦Cabinet, Warming, F/S, 2 Heated Compartment, Elect¦Monitor, Vital Signs¦Otoscope/Ophthalmoscope, Wall Mounted¦Stand, IV, Adjustable¦Pump, Volumetric, Infusion, Multiple Line¦Stretcher, Mobile, CRS, 9 Position¦Light, Surg, Ceiling Mtd, Dual, Equal Dia Heads¦Defibrillator/Monitor/Recorder, Portable¦Electrocardiograph, 12 Lead, Portable¦Monitor, Physiological, Bedside, 4 Channel¦Stand, Mayo¦Carriage, Pail, CRS, Without Pail¦Pail, Utility, CRS, Without Carriage¦Warmer, Blood, High Volume¦Scanner, Ultrasound, Central Venus Access¦Console, PACS, Remote View, 2k X 2k, 2 Monitors
ppmd_templates_TRET3.rvt | TRET3 - EQUIPMENT SCHEDULE | TRUE | Qty | Count | FALSE |  | rLAnGOVgPP3OkX1OzPbWUHcmSnQ8fOHpMRbYLqbt1pk= | C:\Temp\vw\test data\ppmd_templates_TRET3.rvt | 1¦1¦1¦1¦1¦1¦4¦1¦2¦1¦6¦1¦1¦1¦1¦1¦1¦3¦1¦1¦1¦1¦1¦1¦1¦2¦3¦1¦1¦1¦1¦1¦1¦1¦2¦4¦1¦1¦1¦1¦1¦1¦1¦1¦1¦1¦1
ppmd_templates_TRET3.rvt | TRET3 - EQUIPMENT SCHEDULE | TRUE | LF | Comments | FALSE |  | rLAnGOVgPP3OkX1OzPbWUHcmSnQ8fOHpMRbYLqbt1pk= | C:\Temp\vw\test data\ppmd_templates_TRET3.rvt | 8'-0"¦¦¦¦¦¦¦¦21'-0"¦¦¦9'-0"
ppmd_templates_TRET3.rvt | TRET3 - EQUIPMENT SCHEDULE | TRUE | Logistics¦AR | CAT_Army | TRUE | fa0e0053-bcc4-42e8-881f-6a4690f994c9 | rLAnGOVgPP3OkX1OzPbWUHcmSnQ8fOHpMRbYLqbt1pk= | C:\Temp\vw\test data\ppmd_templates_TRET3.rvt | A¦A¦A¦C¦C¦A¦C¦C¦A¦A¦A¦A¦A¦C¦C¦C¦C¦C¦C¦C¦C¦C¦C¦C¦C¦C¦C¦C¦C¦C¦C¦A¦C¦C¦C¦C¦C¦A¦C¦C¦C¦C¦C¦C¦C¦C¦F
ppmd_templates_TRET3.rvt | TRET3 - EQUIPMENT SCHEDULE | TRUE | Logistics¦NA | CAT_Navy | TRUE | 183e77a6-b75d-41a5-8f81-f6abfee236ec | rLAnGOVgPP3OkX1OzPbWUHcmSnQ8fOHpMRbYLqbt1pk= | C:\Temp\vw\test data\ppmd_templates_TRET3.rvt | A¦A¦A¦C¦C¦A¦A¦C¦A¦A¦A¦A¦A¦C¦C¦C¦C¦C¦C¦C¦C¦C¦C¦C¦C¦C¦C¦C¦C¦C¦C¦A¦C¦C¦C¦C¦C¦A¦C¦C¦C¦C¦C¦C¦C¦C¦F
ppmd_templates_TRET3.rvt | TRET3 - EQUIPMENT SCHEDULE | TRUE | Logistics¦AF | CAT_AF | TRUE | 053816d3-2f83-4e72-9b30-0a25ff75573f | rLAnGOVgPP3OkX1OzPbWUHcmSnQ8fOHpMRbYLqbt1pk= | C:\Temp\vw\test data\ppmd_templates_TRET3.rvt | A¦A¦A¦C¦C¦A¦C¦C¦A¦A¦A¦A¦A¦C¦C¦C¦C¦C¦C¦C¦C¦C¦C¦C¦C¦C¦C¦C¦C¦C¦C¦A¦C¦-¦C¦C¦C¦A¦C¦C¦C¦C¦C¦C¦C¦C¦F
ppmd_templates_TRET3.rvt | TRET3 - EQUIPMENT SCHEDULE | TRUE | Logistics¦VA | CAT_VA | TRUE | abab06e0-bc20-4958-a9a7-acf73c376614 | rLAnGOVgPP3OkX1OzPbWUHcmSnQ8fOHpMRbYLqbt1pk= | C:\Temp\vw\test data\ppmd_templates_TRET3.rvt | A¦A¦A¦C¦C¦A¦C¦C¦A¦A¦A¦A¦A¦C¦C¦C¦C¦C¦C¦C¦C¦C¦C¦C¦C¦C¦C¦C¦C¦C¦C¦A¦C¦C¦C¦C¦C¦A¦C¦C¦C¦C¦C¦C¦C¦C¦F
ppmd_templates_TRET3.rvt | TRET3 - EQUIPMENT SCHEDULE | TRUE | Utilities¦1 | UTIL_1_WaterDrain | TRUE | 594b780e-c62e-473b-9f66-4d3db2fa1b7f | rLAnGOVgPP3OkX1OzPbWUHcmSnQ8fOHpMRbYLqbt1pk= | C:\Temp\vw\test data\ppmd_templates_TRET3.rvt | -¦-¦-¦-¦-¦-¦-¦-¦-¦-¦-¦D¦-¦-¦-¦-¦-¦-¦-¦-¦-¦-¦-¦-¦-¦-¦-¦-¦-¦-¦-¦-¦-¦-¦-¦-¦-¦-¦-¦-¦-¦-¦-¦-¦-¦-¦-
ppmd_templates_TRET3.rvt | TRET3 - EQUIPMENT SCHEDULE | TRUE | Utilities¦2 | UTIL_2_Elec | TRUE | 28082216-138e-4a2f-9824-e96dbd7e3cd0 | rLAnGOVgPP3OkX1OzPbWUHcmSnQ8fOHpMRbYLqbt1pk= | C:\Temp\vw\test data\ppmd_templates_TRET3.rvt | F¦F¦A¦-¦-¦-¦-¦-¦-¦-¦-¦-¦-¦-¦-¦-¦-¦-¦-¦-¦-¦-¦-¦A¦-¦-¦-¦A¦A¦-¦-¦F¦A¦A¦-¦A¦-¦F¦A¦A¦A¦-¦-¦-¦B¦A¦A
ppmd_templates_TRET3.rvt | TRET3 - EQUIPMENT SCHEDULE | TRUE | Utilities¦3 | UTIL_3_MedGas | TRUE | 22af1ef2-54f0-4b6e-b40a-7064dfb8769c | rLAnGOVgPP3OkX1OzPbWUHcmSnQ8fOHpMRbYLqbt1pk= | C:\Temp\vw\test data\ppmd_templates_TRET3.rvt | G¦-¦-¦-¦-¦-¦-¦-¦-¦-¦-¦-¦-¦-¦-¦-¦-¦-¦-¦-¦-¦-¦-¦-¦K¦A¦B¦E¦-¦-¦-¦-¦-¦-¦-¦-¦-¦-¦-¦-¦-¦-¦-¦-¦-¦-¦-
ppmd_templates_TRET3.rvt | TRET3 - EQUIPMENT SCHEDULE | TRUE | Utilities¦4 | UTIL_4_MiscGas | TRUE | 745b8c3e-fd4a-4430-994a-d25826e1e484 | rLAnGOVgPP3OkX1OzPbWUHcmSnQ8fOHpMRbYLqbt1pk= | C:\Temp\vw\test data\ppmd_templates_TRET3.rvt | -¦-¦-¦-¦-¦-¦-¦-¦-¦-¦-¦-¦-¦-¦-¦-¦-¦-¦-¦-¦-¦-¦-¦-¦-¦-¦-¦-¦-¦-¦-¦-¦-¦-¦-¦-¦-¦-¦-¦-¦-¦-¦-¦-¦-¦-¦-
ppmd_templates_TRET3.rvt | TRET3 - EQUIPMENT SCHEDULE | TRUE | Utilities¦5 | UTIL_5_NonMedGas | TRUE | 323edf97-d058-44ef-a0fb-1836c80554d8 | rLAnGOVgPP3OkX1OzPbWUHcmSnQ8fOHpMRbYLqbt1pk= | C:\Temp\vw\test data\ppmd_templates_TRET3.rvt | -¦-¦-¦-¦-¦-¦-¦-¦-¦-¦-¦-¦-¦-¦-¦-¦-¦-¦-¦-¦-¦-¦-¦-¦-¦-¦-¦-¦-¦-¦-¦-¦-¦-¦-¦-¦-¦-¦-¦-¦-¦-¦-¦-¦-¦-¦-
ppmd_templates_TRET3.rvt | TRET3 - EQUIPMENT SCHEDULE | TRUE | Utilities¦6 | UTIL_6_Misc | TRUE | 38083e2d-8ba3-4868-9752-742b7a4a9586 | rLAnGOVgPP3OkX1OzPbWUHcmSnQ8fOHpMRbYLqbt1pk= | C:\Temp\vw\test data\ppmd_templates_TRET3.rvt | -¦J¦D¦-¦-¦-¦-¦-¦-¦-¦-¦-¦-¦-¦-¦-¦-¦-¦-¦-¦-¦-¦-¦-¦-¦-¦-¦-¦-¦-¦-¦-¦-¦-¦-¦-¦-¦-¦-¦-¦D¦-¦-¦-¦-¦-¦-
ppmd_templates_TRET3.rvt | TRET3 - INTERIOR DESIGN | FALSE | Floor Finish¦Preferred | Floor Finish | FALSE |  | rLAnGOVgPP3OkX1OzPbWUHcmSnQ8fOHpMRbYLqbt1pk= | C:\Temp\vw\test data\ppmd_templates_TRET3.rvt | SV
ppmd_templates_TRET3.rvt | TRET3 - INTERIOR DESIGN | FALSE | Floor Finish¦Alternate | Floor Finish2 | TRUE | 4030719d-a272-441a-8bfa-d5eb510a1687 | rLAnGOVgPP3OkX1OzPbWUHcmSnQ8fOHpMRbYLqbt1pk= | C:\Temp\vw\test data\ppmd_templates_TRET3.rvt | VT
ppmd_templates_TRET3.rvt | TRET3 - INTERIOR DESIGN | FALSE | Wall Finish¦Preferred | Wall Finish | FALSE |  | rLAnGOVgPP3OkX1OzPbWUHcmSnQ8fOHpMRbYLqbt1pk= | C:\Temp\vw\test data\ppmd_templates_TRET3.rvt | GLG
ppmd_templates_TRET3.rvt | TRET3 - INTERIOR DESIGN | FALSE | Wall Finish¦Alternate | Wall Finish2 | TRUE | 5a49d499-57b3-4e1f-afc0-4c041c862be1 | rLAnGOVgPP3OkX1OzPbWUHcmSnQ8fOHpMRbYLqbt1pk= | C:\Temp\vw\test data\ppmd_templates_TRET3.rvt | GPT
ppmd_templates_TRET3.rvt | TRET3 - INTERIOR DESIGN | FALSE | Ceiling Finish¦Preferred | Ceiling Finish | FALSE |  | rLAnGOVgPP3OkX1OzPbWUHcmSnQ8fOHpMRbYLqbt1pk= | C:\Temp\vw\test data\ppmd_templates_TRET3.rvt | GLG
ppmd_templates_TRET3.rvt | TRET3 - INTERIOR DESIGN | FALSE | Ceiling Finish¦Alternate | Ceiling Finish2 | TRUE | acb31fd1-378b-4329-97b0-400ae39b5bc4 | rLAnGOVgPP3OkX1OzPbWUHcmSnQ8fOHpMRbYLqbt1pk= | C:\Temp\vw\test data\ppmd_templates_TRET3.rvt | AT2
ppmd_templates_TRET3.rvt | TRET3 - INTERIOR DESIGN | FALSE | Room Height¦ft - in | Ceiling_Hgt_IP | TRUE | 9f14ca4f-2465-4385-a17c-7aa549f64c09 | rLAnGOVgPP3OkX1OzPbWUHcmSnQ8fOHpMRbYLqbt1pk= | C:\Temp\vw\test data\ppmd_templates_TRET3.rvt | 9' - 0"
ppmd_templates_TRET3.rvt | TRET3 - INTERIOR DESIGN | FALSE | Room Noise¦Min NC | Noise_NC_MIN | TRUE | 8c49df6c-7d6b-49fd-9459-f57d0921d704 | rLAnGOVgPP3OkX1OzPbWUHcmSnQ8fOHpMRbYLqbt1pk= | C:\Temp\vw\test data\ppmd_templates_TRET3.rvt | 35
ppmd_templates_TRET3.rvt | TRET3 - INTERIOR DESIGN | FALSE | Room Noise¦Max NC | Noise_NC_MAX | TRUE | 629b571a-1c14-443c-b8e8-1130b5edb513 | rLAnGOVgPP3OkX1OzPbWUHcmSnQ8fOHpMRbYLqbt1pk= | C:\Temp\vw\test data\ppmd_templates_TRET3.rvt | 40
ppmd_templates_TRET3.rvt | TRET3 - INTERIOR DESIGN | FALSE | Room Noise¦SC | Noise_SC | TRUE | 44bf9cd1-070a-432c-87d9-26a3211cfe07 | rLAnGOVgPP3OkX1OzPbWUHcmSnQ8fOHpMRbYLqbt1pk= | C:\Temp\vw\test data\ppmd_templates_TRET3.rvt | 50
ppmd_templates_TRET3.rvt | TRET3 - MECHANICAL DESIGN | FALSE | Air Balance | Air_Balance | TRUE | 587b3cf9-4450-4d95-b8ef-0e93665dbd91 | rLAnGOVgPP3OkX1OzPbWUHcmSnQ8fOHpMRbYLqbt1pk= | C:\Temp\vw\test data\ppmd_templates_TRET3.rvt | +
ppmd_templates_TRET3.rvt | TRET3 - MECHANICAL DESIGN | FALSE | Air Changes Total | Air_Changes_Total | TRUE | 3988d7f3-0f28-4410-866c-5bc65e1d842a | rLAnGOVgPP3OkX1OzPbWUHcmSnQ8fOHpMRbYLqbt1pk= | C:\Temp\vw\test data\ppmd_templates_TRET3.rvt | 12
ppmd_templates_TRET3.rvt | TRET3 - MECHANICAL DESIGN | FALSE | Air Changes OA | Air_Changes_OA | TRUE | b7af949f-3b64-4f85-9391-d9f17dcaad1e | rLAnGOVgPP3OkX1OzPbWUHcmSnQ8fOHpMRbYLqbt1pk= | C:\Temp\vw\test data\ppmd_templates_TRET3.rvt | 5
ppmd_templates_TRET3.rvt | TRET3 - MECHANICAL DESIGN | FALSE | 100% Exhaust Air | Exhaust_Air_100% | TRUE | 62b97784-583b-47d5-90a3-a90bbb961b6e | rLAnGOVgPP3OkX1OzPbWUHcmSnQ8fOHpMRbYLqbt1pk= | C:\Temp\vw\test data\ppmd_templates_TRET3.rvt | -
ppmd_templates_TRET3.rvt | TRET3 - MECHANICAL DESIGN | FALSE | Summer Temp¦F | Temp_Summer_F | TRUE | 1cbf6964-bd0f-4852-b367-ef4828e2e2cc | rLAnGOVgPP3OkX1OzPbWUHcmSnQ8fOHpMRbYLqbt1pk= | C:\Temp\vw\test data\ppmd_templates_TRET3.rvt | 75
ppmd_templates_TRET3.rvt | TRET3 - MECHANICAL DESIGN | FALSE | Summer Temp¦C | Temp_Summer_C | FALSE |  | rLAnGOVgPP3OkX1OzPbWUHcmSnQ8fOHpMRbYLqbt1pk= | C:\Temp\vw\test data\ppmd_templates_TRET3.rvt | 24
ppmd_templates_TRET3.rvt | TRET3 - MECHANICAL DESIGN | FALSE | Summer Temp¦Note | Temp_Summer_Note | TRUE | 6248fa3c-bb43-4e1c-91bb-60e102e573b7 | rLAnGOVgPP3OkX1OzPbWUHcmSnQ8fOHpMRbYLqbt1pk= | C:\Temp\vw\test data\ppmd_templates_TRET3.rvt
ppmd_templates_TRET3.rvt | TRET3 - MECHANICAL DESIGN | FALSE | Winter Temp¦F | Temp_Winter_F | TRUE | b4f9888f-41ad-47ef-a6af-145b3de732c9 | rLAnGOVgPP3OkX1OzPbWUHcmSnQ8fOHpMRbYLqbt1pk= | C:\Temp\vw\test data\ppmd_templates_TRET3.rvt | 73
ppmd_templates_TRET3.rvt | TRET3 - MECHANICAL DESIGN | FALSE | Winter Temp¦C | Temp_Winter_C | FALSE |  | rLAnGOVgPP3OkX1OzPbWUHcmSnQ8fOHpMRbYLqbt1pk= | C:\Temp\vw\test data\ppmd_templates_TRET3.rvt | 23
ppmd_templates_TRET3.rvt | TRET3 - MECHANICAL DESIGN | FALSE | Winter Temp¦Note | Temp_Winter_Note | TRUE | aacd83fc-f530-464e-b089-01667d3c52cd | rLAnGOVgPP3OkX1OzPbWUHcmSnQ8fOHpMRbYLqbt1pk= | C:\Temp\vw\test data\ppmd_templates_TRET3.rvt
ppmd_templates_TRET3.rvt | TRET3 - MECHANICAL DESIGN | FALSE | Max Relative Humidity | Relative_Humidity | TRUE | 36ead6c1-4384-4a65-8654-06a60aef94cb | rLAnGOVgPP3OkX1OzPbWUHcmSnQ8fOHpMRbYLqbt1pk= | C:\Temp\vw\test data\ppmd_templates_TRET3.rvt | -
ppmd_templates_TRET3.rvt | TRET3 - MECHANICAL DESIGN | FALSE | Filtration¦Interm % | Filtration_Inter_% | TRUE | 4f03ad65-f905-419e-a0cf-8f58fe921fbc | rLAnGOVgPP3OkX1OzPbWUHcmSnQ8fOHpMRbYLqbt1pk= | C:\Temp\vw\test data\ppmd_templates_TRET3.rvt | 14
ppmd_templates_TRET3.rvt | TRET3 - MECHANICAL DESIGN | FALSE | Filtration¦Final % | Filtration_Final_% | TRUE | cc736e5f-46f5-476a-8d0a-ceb32d8d4e5a | rLAnGOVgPP3OkX1OzPbWUHcmSnQ8fOHpMRbYLqbt1pk= | C:\Temp\vw\test data\ppmd_templates_TRET3.rvt | -
ppmd_templates_TRET3.rvt | TRET3 - MECHANICAL DESIGN | FALSE | Notes | Mech_Notes | TRUE | a32df790-0ab9-4c4a-b19c-511c2eef6d56 | rLAnGOVgPP3OkX1OzPbWUHcmSnQ8fOHpMRbYLqbt1pk= | C:\Temp\vw\test data\ppmd_templates_TRET3.rvt | -
ppmd_templates_TRET3.rvt | TRET3 - MEDICAL GAS DESIGN | FALSE | MCA | MedGas_MCA | TRUE | 3b23ea7f-b9f1-4749-8a2b-eb6a4fab4cdc | rLAnGOVgPP3OkX1OzPbWUHcmSnQ8fOHpMRbYLqbt1pk= | C:\Temp\vw\test data\ppmd_templates_TRET3.rvt | -
ppmd_templates_TRET3.rvt | TRET3 - MEDICAL GAS DESIGN | FALSE | DCA | MedGas_DCA | TRUE | 20dc9c73-7465-4e8a-8300-4a8b5a46a91c | rLAnGOVgPP3OkX1OzPbWUHcmSnQ8fOHpMRbYLqbt1pk= | C:\Temp\vw\test data\ppmd_templates_TRET3.rvt | -
ppmd_templates_TRET3.rvt | TRET3 - MEDICAL GAS DESIGN | FALSE | LA | MedGas_LA | TRUE | 99801083-d820-4c5f-ad07-ab168e1bbda0 | rLAnGOVgPP3OkX1OzPbWUHcmSnQ8fOHpMRbYLqbt1pk= | C:\Temp\vw\test data\ppmd_templates_TRET3.rvt | -
ppmd_templates_TRET3.rvt | TRET3 - MEDICAL GAS DESIGN | FALSE | PA | MedGas_PA | TRUE | 55793ba6-1647-428e-86f6-5ce4153c7f2e | rLAnGOVgPP3OkX1OzPbWUHcmSnQ8fOHpMRbYLqbt1pk= | C:\Temp\vw\test data\ppmd_templates_TRET3.rvt | -
ppmd_templates_TRET3.rvt | TRET3 - MEDICAL GAS DESIGN | FALSE | MV | MedGas_MV | TRUE | 0a0bec6d-9172-4a2c-9fb3-7616a08f677a | rLAnGOVgPP3OkX1OzPbWUHcmSnQ8fOHpMRbYLqbt1pk= | C:\Temp\vw\test data\ppmd_templates_TRET3.rvt | 2
ppmd_templates_TRET3.rvt | TRET3 - MEDICAL GAS DESIGN | FALSE | DHV | MedGas_DHV | TRUE | 79779898-9917-494b-a027-0013b44e14f1 | rLAnGOVgPP3OkX1OzPbWUHcmSnQ8fOHpMRbYLqbt1pk= | C:\Temp\vw\test data\ppmd_templates_TRET3.rvt | -
ppmd_templates_TRET3.rvt | TRET3 - MEDICAL GAS DESIGN | FALSE | DLV | MedGas_DLV | TRUE | bcdcef93-2e56-440a-a8f7-e9973eadba59 | rLAnGOVgPP3OkX1OzPbWUHcmSnQ8fOHpMRbYLqbt1pk= | C:\Temp\vw\test data\ppmd_templates_TRET3.rvt | -
ppmd_templates_TRET3.rvt | TRET3 - MEDICAL GAS DESIGN | FALSE | LDE | MedGas_LDE | TRUE | cc6496eb-fa04-4455-81d4-1dfb1e6aaa52 | rLAnGOVgPP3OkX1OzPbWUHcmSnQ8fOHpMRbYLqbt1pk= | C:\Temp\vw\test data\ppmd_templates_TRET3.rvt | -
ppmd_templates_TRET3.rvt | TRET3 - MEDICAL GAS DESIGN | FALSE | OX | MedGas_OX | TRUE | 59f6c2e0-639e-4476-adf0-a5c19b1199db | rLAnGOVgPP3OkX1OzPbWUHcmSnQ8fOHpMRbYLqbt1pk= | C:\Temp\vw\test data\ppmd_templates_TRET3.rvt | 2
ppmd_templates_TRET3.rvt | TRET3 - MEDICAL GAS DESIGN | FALSE | NO | MedGas_NO | TRUE | 1f31b342-99ad-494b-90ce-f27b8fc04b75 | rLAnGOVgPP3OkX1OzPbWUHcmSnQ8fOHpMRbYLqbt1pk= | C:\Temp\vw\test data\ppmd_templates_TRET3.rvt | -
ppmd_templates_TRET3.rvt | TRET3 - MEDICAL GAS DESIGN | FALSE | NI | MedGas_NI | TRUE | ea24567d-1f4e-45f9-907f-a79ef8b323b1 | rLAnGOVgPP3OkX1OzPbWUHcmSnQ8fOHpMRbYLqbt1pk= | C:\Temp\vw\test data\ppmd_templates_TRET3.rvt | -
ppmd_templates_TRET3.rvt | TRET3 - MEDICAL GAS DESIGN | FALSE | WAGD | MedGas_WAGD | TRUE | 1aa3572e-5073-44b4-acb3-ff8739230b69 | rLAnGOVgPP3OkX1OzPbWUHcmSnQ8fOHpMRbYLqbt1pk= | C:\Temp\vw\test data\ppmd_templates_TRET3.rvt | -
ppmd_templates_TRET3.rvt | TRET3 - MEDICAL GAS DESIGN | FALSE | Notes1 | MedGas_Notes | TRUE | 69d1283f-21ef-46f3-9ebb-e36d00ef4da3 | rLAnGOVgPP3OkX1OzPbWUHcmSnQ8fOHpMRbYLqbt1pk= | C:\Temp\vw\test data\ppmd_templates_TRET3.rvt | B
ppmd_templates_TRET3.rvt | TRET3 - MEDICAL GAS DESIGN | FALSE | Notes2 | MedGas_Notes2 | TRUE | 867f4341-094b-4cc7-b128-8c28392e09cd | rLAnGOVgPP3OkX1OzPbWUHcmSnQ8fOHpMRbYLqbt1pk= | C:\Temp\vw\test data\ppmd_templates_TRET3.rvt | -
ppmd_templates_TRET3.rvt | TRET3 - STRUCTURAL DESIGN | FALSE | Structural Load¦psf | Str_FloorLoad_psf | TRUE | 654b90c9-d71e-4bcd-9f27-a1532becca95 | rLAnGOVgPP3OkX1OzPbWUHcmSnQ8fOHpMRbYLqbt1pk= | C:\Temp\vw\test data\ppmd_templates_TRET3.rvt | 60
ppmd_templates_TRET3.rvt | TRET3 - STRUCTURAL DESIGN | FALSE | Structural Load¦kPA | Str_FloorLoad_kPA | FALSE |  | rLAnGOVgPP3OkX1OzPbWUHcmSnQ8fOHpMRbYLqbt1pk= | C:\Temp\vw\test data\ppmd_templates_TRET3.rvt | 3
ppmd_templates_TRET3.rvt | TRET3 - STRUCTURAL DESIGN | FALSE | Notes | Str_Notes | TRUE | 509b36e6-cf53-4158-b357-61e3cedd6faa | rLAnGOVgPP3OkX1OzPbWUHcmSnQ8fOHpMRbYLqbt1pk= | C:\Temp\vw\test data\ppmd_templates_TRET3.rvt
ppmd_templates_TREY3.rvt | TREY3 - DATA/TELEPHONE EQUIPMENT | FALSE | JSN | JSN | TRUE | 8632cd76-2ab9-457d-8db7-39197de446a2 | DfzjFTxuJTPR0oST0m0QwJ4IUYi2BRciFyKS7e/wCXE= | C:\Temp\vw\test data\ppmd_templates_TREY3.rvt
ppmd_templates_TREY3.rvt | TREY3 - DATA/TELEPHONE EQUIPMENT | FALSE | Nomenclature | Nomenclature | TRUE | f004b755-1952-4a21-a1c1-98f41ef6a86c | DfzjFTxuJTPR0oST0m0QwJ4IUYi2BRciFyKS7e/wCXE= | C:\Temp\vw\test data\ppmd_templates_TREY3.rvt
ppmd_templates_TREY3.rvt | TREY3 - DATA/TELEPHONE EQUIPMENT | FALSE | Qty | Count | FALSE |  | DfzjFTxuJTPR0oST0m0QwJ4IUYi2BRciFyKS7e/wCXE= | C:\Temp\vw\test data\ppmd_templates_TREY3.rvt
ppmd_templates_TREY3.rvt | TREY3 - DATA/TELEPHONE EQUIPMENT | FALSE | Logistics¦AR | CAT_Army | TRUE | fa0e0053-bcc4-42e8-881f-6a4690f994c9 | DfzjFTxuJTPR0oST0m0QwJ4IUYi2BRciFyKS7e/wCXE= | C:\Temp\vw\test data\ppmd_templates_TREY3.rvt
ppmd_templates_TREY3.rvt | TREY3 - DATA/TELEPHONE EQUIPMENT | FALSE | Logistics¦NA | CAT_Navy | TRUE | 183e77a6-b75d-41a5-8f81-f6abfee236ec | DfzjFTxuJTPR0oST0m0QwJ4IUYi2BRciFyKS7e/wCXE= | C:\Temp\vw\test data\ppmd_templates_TREY3.rvt
ppmd_templates_TREY3.rvt | TREY3 - DATA/TELEPHONE EQUIPMENT | FALSE | Logistics¦AF | CAT_AF | TRUE | 053816d3-2f83-4e72-9b30-0a25ff75573f | DfzjFTxuJTPR0oST0m0QwJ4IUYi2BRciFyKS7e/wCXE= | C:\Temp\vw\test data\ppmd_templates_TREY3.rvt
ppmd_templates_TREY3.rvt | TREY3 - DATA/TELEPHONE EQUIPMENT | FALSE | Logistics¦VA | CAT_VA | TRUE | abab06e0-bc20-4958-a9a7-acf73c376614 | DfzjFTxuJTPR0oST0m0QwJ4IUYi2BRciFyKS7e/wCXE= | C:\Temp\vw\test data\ppmd_templates_TREY3.rvt
ppmd_templates_TREY3.rvt | TREY3 - DOOR SCHEDULE | FALSE | Mark | Construction Type | FALSE |  | DfzjFTxuJTPR0oST0m0QwJ4IUYi2BRciFyKS7e/wCXE= | C:\Temp\vw\test data\ppmd_templates_TREY3.rvt | A
ppmd_templates_TREY3.rvt | TREY3 - DOOR SCHEDULE | FALSE | Type | Family | FALSE |  | DfzjFTxuJTPR0oST0m0QwJ4IUYi2BRciFyKS7e/wCXE= | C:\Temp\vw\test data\ppmd_templates_TREY3.rvt | Single-Flush
ppmd_templates_TREY3.rvt | TREY3 - DOOR SCHEDULE | FALSE | Count | Count | FALSE |  | DfzjFTxuJTPR0oST0m0QwJ4IUYi2BRciFyKS7e/wCXE= | C:\Temp\vw\test data\ppmd_templates_TREY3.rvt | 1
ppmd_templates_TREY3.rvt | TREY3 - DOOR SCHEDULE | FALSE | Height¦ft - in | Height | FALSE |  | DfzjFTxuJTPR0oST0m0QwJ4IUYi2BRciFyKS7e/wCXE= | C:\Temp\vw\test data\ppmd_templates_TREY3.rvt | 7' - 0"
ppmd_templates_TREY3.rvt | TREY3 - DOOR SCHEDULE | FALSE | Width¦ft - in | Width | FALSE |  | DfzjFTxuJTPR0oST0m0QwJ4IUYi2BRciFyKS7e/wCXE= | C:\Temp\vw\test data\ppmd_templates_TREY3.rvt | 3' - 0"
ppmd_templates_TREY3.rvt | TREY3 - DOOR SCHEDULE | FALSE | Notes | Type Comments | FALSE |  | DfzjFTxuJTPR0oST0m0QwJ4IUYi2BRciFyKS7e/wCXE= | C:\Temp\vw\test data\ppmd_templates_TREY3.rvt
ppmd_templates_TREY3.rvt | TREY3 - ELECTRICAL DESIGN | FALSE | Lighting¦LUX1 | Light_Level_LUX | TRUE | fc853981-f613-4f05-81bd-e48fb947424b | DfzjFTxuJTPR0oST0m0QwJ4IUYi2BRciFyKS7e/wCXE= | C:\Temp\vw\test data\ppmd_templates_TREY3.rvt | 700
ppmd_templates_TREY3.rvt | TREY3 - ELECTRICAL DESIGN | FALSE | Lighting¦Footcandles1 | Light_Level_FC | FALSE |  | DfzjFTxuJTPR0oST0m0QwJ4IUYi2BRciFyKS7e/wCXE= | C:\Temp\vw\test data\ppmd_templates_TREY3.rvt | 65
ppmd_templates_TREY3.rvt | TREY3 - ELECTRICAL DESIGN | FALSE | Lighting¦LUX2 | Light_Level_LUX2 | TRUE | 172f1cff-58cc-41cd-b888-0e7a81d2bf40 | DfzjFTxuJTPR0oST0m0QwJ4IUYi2BRciFyKS7e/wCXE= | C:\Temp\vw\test data\ppmd_templates_TREY3.rvt
ppmd_templates_TREY3.rvt | TREY3 - ELECTRICAL DESIGN | FALSE | Lighting¦Footcandles2 | Light_Level_FC2 | FALSE |  | DfzjFTxuJTPR0oST0m0QwJ4IUYi2BRciFyKS7e/wCXE= | C:\Temp\vw\test data\ppmd_templates_TREY3.rvt
ppmd_templates_TREY3.rvt | TREY3 - ELECTRICAL DESIGN | FALSE | Lighting¦Notes | Light_Notes | TRUE | a36245ac-ea57-45c2-bac5-bed4d04a4f78 | DfzjFTxuJTPR0oST0m0QwJ4IUYi2BRciFyKS7e/wCXE= | C:\Temp\vw\test data\ppmd_templates_TREY3.rvt | A,C
ppmd_templates_TREY3.rvt | TREY3 - ELECTRICAL DESIGN | FALSE | Lighting¦Notes2 | Light_Notes2 | TRUE | 6d0b4891-ce4c-45f8-9560-387866098a10 | DfzjFTxuJTPR0oST0m0QwJ4IUYi2BRciFyKS7e/wCXE= | C:\Temp\vw\test data\ppmd_templates_TREY3.rvt
ppmd_templates_TREY3.rvt | TREY3 - ELECTRICAL DESIGN | FALSE | Essential Power¦% Power | ES_Power% | TRUE | 7cbfe71a-865f-4cf4-b400-c67e3939439b | DfzjFTxuJTPR0oST0m0QwJ4IUYi2BRciFyKS7e/wCXE= | C:\Temp\vw\test data\ppmd_templates_TREY3.rvt
ppmd_templates_TREY3.rvt | TREY3 - ELECTRICAL DESIGN | FALSE | Essential Power¦% Light | ES_Light% | TRUE | af00a8bb-40cb-434a-a7e5-b4140f3c844f | DfzjFTxuJTPR0oST0m0QwJ4IUYi2BRciFyKS7e/wCXE= | C:\Temp\vw\test data\ppmd_templates_TREY3.rvt | LS
ppmd_templates_TREY3.rvt | TREY3 - ELECTRICAL DESIGN | FALSE | Essential Power¦Notes | ES_Notes | TRUE | 0c3ae867-1060-40b5-bb68-261d16a167a0 | DfzjFTxuJTPR0oST0m0QwJ4IUYi2BRciFyKS7e/wCXE= | C:\Temp\vw\test data\ppmd_templates_TREY3.rvt | U
ppmd_templates_TREY3.rvt | TREY3 - EQUIPMENT SCHEDULE | TRUE | JSN | JSN | TRUE | 8632cd76-2ab9-457d-8db7-39197de446a2 | DfzjFTxuJTPR0oST0m0QwJ4IUYi2BRciFyKS7e/wCXE= | C:\Temp\vw\test data\ppmd_templates_TREY3.rvt | A4015¦A5075¦A5080¦A5106¦A5145¦C03H0¦C03P0¦C0041¦CE030¦CS090¦CT020¦E0945¦E0963¦F0205¦F0280¦F2010¦F3200¦M1801¦M5030¦M5518¦M8810
ppmd_templates_TREY3.rvt | TREY3 - EQUIPMENT SCHEDULE | TRUE | Nomenclature | Nomenclature | TRUE | f004b755-1952-4a21-a1c1-98f41ef6a86c | DfzjFTxuJTPR0oST0m0QwJ4IUYi2BRciFyKS7e/wCXE= | C:\Temp\vw\test data\ppmd_templates_TREY3.rvt | Dispenser, Soap, Disposable¦Dispenser, Paper Towel, SS, Surface Mounted¦Waste Disposal Unit, Sharps w/Glove Dispenser¦Hook, Garment, Double, SS, Surface Mounted¦Cabinet, U/C/B, 2 Half Drawers, 3 DR, 36x30x22¦Cabinet, Sink, U/C/B, 2 Door, 30" W¦Rail, Apron, 4x60x1¦Cabinet, W/H, 2 SH, 2 GDO, Sloping Top, 38x30x13¦Sink, SS, Single Compartment, 7.5x19x16 ID¦Countertop, Solid Surface¦Mobile, Workstation¦Cart, General Storage, Mobile¦Chair, Side With Arms¦Chair, Swivel, Low Back¦Basket, Wastepaper, Step-On¦Clock, Battery, 12" Diameter¦Computer, Microprocessing, w/Flat Panel Monitor¦Stool, Surgeon, Revolving¦Laser, Corneal Surgery¦Stand, Mayo
ppmd_templates_TREY3.rvt | TREY3 - EQUIPMENT SCHEDULE | TRUE | Qty | Count | FALSE |  | DfzjFTxuJTPR0oST0m0QwJ4IUYi2BRciFyKS7e/wCXE= | C:\Temp\vw\test data\ppmd_templates_TREY3.rvt | 1¦1¦1¦1¦1¦1¦1¦2¦2¦1¦1¦1¦2¦1¦1¦1¦1¦1¦1¦1¦2
ppmd_templates_TREY3.rvt | TREY3 - EQUIPMENT SCHEDULE | TRUE | LF | Comments | FALSE |  | DfzjFTxuJTPR0oST0m0QwJ4IUYi2BRciFyKS7e/wCXE= | C:\Temp\vw\test data\ppmd_templates_TREY3.rvt
ppmd_templates_TREY3.rvt | TREY3 - EQUIPMENT SCHEDULE | TRUE | Logistics¦AR | CAT_Army | TRUE | fa0e0053-bcc4-42e8-881f-6a4690f994c9 | DfzjFTxuJTPR0oST0m0QwJ4IUYi2BRciFyKS7e/wCXE= | C:\Temp\vw\test data\ppmd_templates_TREY3.rvt | A¦C¦A¦C¦A¦A¦A¦A¦A¦A¦A¦C¦C¦C¦C¦C¦C¦C¦C¦C¦C
ppmd_templates_TREY3.rvt | TREY3 - EQUIPMENT SCHEDULE | TRUE | Logistics¦NA | CAT_Navy | TRUE | 183e77a6-b75d-41a5-8f81-f6abfee236ec | DfzjFTxuJTPR0oST0m0QwJ4IUYi2BRciFyKS7e/wCXE= | C:\Temp\vw\test data\ppmd_templates_TREY3.rvt | A¦C¦A¦A¦A¦A¦A¦A¦A¦A¦A¦C¦C¦C¦C¦C¦C¦C¦C¦C¦C
ppmd_templates_TREY3.rvt | TREY3 - EQUIPMENT SCHEDULE | TRUE | Logistics¦AF | CAT_AF | TRUE | 053816d3-2f83-4e72-9b30-0a25ff75573f | DfzjFTxuJTPR0oST0m0QwJ4IUYi2BRciFyKS7e/wCXE= | C:\Temp\vw\test data\ppmd_templates_TREY3.rvt | -¦C¦A¦C¦A¦-¦-¦-¦-¦-¦-¦C¦C¦C¦-¦C¦C¦C¦C¦C¦C
ppmd_templates_TREY3.rvt | TREY3 - EQUIPMENT SCHEDULE | TRUE | Logistics¦VA | CAT_VA | TRUE | abab06e0-bc20-4958-a9a7-acf73c376614 | DfzjFTxuJTPR0oST0m0QwJ4IUYi2BRciFyKS7e/wCXE= | C:\Temp\vw\test data\ppmd_templates_TREY3.rvt | -¦C¦A¦C¦A¦-¦-¦-¦-¦-¦-¦C¦C¦C¦-¦C¦C¦C¦C¦C¦C
ppmd_templates_TREY3.rvt | TREY3 - EQUIPMENT SCHEDULE | TRUE | Utilities¦1 | UTIL_1_WaterDrain | TRUE | 594b780e-c62e-473b-9f66-4d3db2fa1b7f | DfzjFTxuJTPR0oST0m0QwJ4IUYi2BRciFyKS7e/wCXE= | C:\Temp\vw\test data\ppmd_templates_TREY3.rvt | -¦-¦-¦-¦-¦¦¦¦¦D¦¦-¦-¦-¦¦-¦-¦-¦-¦-¦-
ppmd_templates_TREY3.rvt | TREY3 - EQUIPMENT SCHEDULE | TRUE | Utilities¦2 | UTIL_2_Elec | TRUE | 28082216-138e-4a2f-9824-e96dbd7e3cd0 | DfzjFTxuJTPR0oST0m0QwJ4IUYi2BRciFyKS7e/wCXE= | C:\Temp\vw\test data\ppmd_templates_TREY3.rvt | A¦-¦-¦-¦-¦¦¦¦¦¦¦-¦-¦-¦¦-¦-¦A¦-¦F¦-
ppmd_templates_TREY3.rvt | TREY3 - EQUIPMENT SCHEDULE | TRUE | Utilities¦3 | UTIL_3_MedGas | TRUE | 22af1ef2-54f0-4b6e-b40a-7064dfb8769c | DfzjFTxuJTPR0oST0m0QwJ4IUYi2BRciFyKS7e/wCXE= | C:\Temp\vw\test data\ppmd_templates_TREY3.rvt | -¦-¦-¦-¦-¦¦¦¦¦¦¦-¦-¦-¦¦-¦-¦-¦-¦-¦-
ppmd_templates_TREY3.rvt | TREY3 - EQUIPMENT SCHEDULE | TRUE | Utilities¦4 | UTIL_4_MiscGas | TRUE | 745b8c3e-fd4a-4430-994a-d25826e1e484 | DfzjFTxuJTPR0oST0m0QwJ4IUYi2BRciFyKS7e/wCXE= | C:\Temp\vw\test data\ppmd_templates_TREY3.rvt | -¦-¦-¦-¦-¦¦¦¦¦¦¦-¦-¦-¦¦-¦-¦-¦-¦-¦-
ppmd_templates_TREY3.rvt | TREY3 - EQUIPMENT SCHEDULE | TRUE | Utilities¦5 | UTIL_5_NonMedGas | TRUE | 323edf97-d058-44ef-a0fb-1836c80554d8 | DfzjFTxuJTPR0oST0m0QwJ4IUYi2BRciFyKS7e/wCXE= | C:\Temp\vw\test data\ppmd_templates_TREY3.rvt | -¦-¦-¦-¦-¦¦¦¦¦¦¦-¦-¦-¦¦-¦-¦-¦-¦-¦-
ppmd_templates_TREY3.rvt | TREY3 - EQUIPMENT SCHEDULE | TRUE | Utilities¦6 | UTIL_6_Misc | TRUE | 38083e2d-8ba3-4868-9752-742b7a4a9586 | DfzjFTxuJTPR0oST0m0QwJ4IUYi2BRciFyKS7e/wCXE= | C:\Temp\vw\test data\ppmd_templates_TREY3.rvt | D¦-¦-¦-¦-¦¦¦¦¦¦¦-¦-¦-¦¦-¦-¦-¦-¦-¦-
ppmd_templates_TREY3.rvt | TREY3 - INTERIOR DESIGN | FALSE | Floor Finish¦Preferred | Floor Finish | FALSE |  | DfzjFTxuJTPR0oST0m0QwJ4IUYi2BRciFyKS7e/wCXE= | C:\Temp\vw\test data\ppmd_templates_TREY3.rvt | ET
ppmd_templates_TREY3.rvt | TREY3 - INTERIOR DESIGN | FALSE | Floor Finish¦Alternate | Floor Finish2 | TRUE | 4030719d-a272-441a-8bfa-d5eb510a1687 | DfzjFTxuJTPR0oST0m0QwJ4IUYi2BRciFyKS7e/wCXE= | C:\Temp\vw\test data\ppmd_templates_TREY3.rvt | US
ppmd_templates_TREY3.rvt | TREY3 - INTERIOR DESIGN | FALSE | Wall Finish¦Preferred | Wall Finish | FALSE |  | DfzjFTxuJTPR0oST0m0QwJ4IUYi2BRciFyKS7e/wCXE= | C:\Temp\vw\test data\ppmd_templates_TREY3.rvt | GPT
ppmd_templates_TREY3.rvt | TREY3 - INTERIOR DESIGN | FALSE | Wall Finish¦Alternate | Wall Finish2 | TRUE | 5a49d499-57b3-4e1f-afc0-4c041c862be1 | DfzjFTxuJTPR0oST0m0QwJ4IUYi2BRciFyKS7e/wCXE= | C:\Temp\vw\test data\ppmd_templates_TREY3.rvt | SSP
ppmd_templates_TREY3.rvt | TREY3 - INTERIOR DESIGN | FALSE | Ceiling Finish¦Preferred | Ceiling Finish | FALSE |  | DfzjFTxuJTPR0oST0m0QwJ4IUYi2BRciFyKS7e/wCXE= | C:\Temp\vw\test data\ppmd_templates_TREY3.rvt | GLG
ppmd_templates_TREY3.rvt | TREY3 - INTERIOR DESIGN | FALSE | Ceiling Finish¦Alternate | Ceiling Finish2 | TRUE | acb31fd1-378b-4329-97b0-400ae39b5bc4 | DfzjFTxuJTPR0oST0m0QwJ4IUYi2BRciFyKS7e/wCXE= | C:\Temp\vw\test data\ppmd_templates_TREY3.rvt
ppmd_templates_TREY3.rvt | TREY3 - INTERIOR DESIGN | FALSE | Room Height¦ft - in | Ceiling_Hgt_IP | TRUE | 9f14ca4f-2465-4385-a17c-7aa549f64c09 | DfzjFTxuJTPR0oST0m0QwJ4IUYi2BRciFyKS7e/wCXE= | C:\Temp\vw\test data\ppmd_templates_TREY3.rvt | 8' - 0"
ppmd_templates_TREY3.rvt | TREY3 - INTERIOR DESIGN | FALSE | Room Noise¦Min NC | Noise_NC_MIN | TRUE | 8c49df6c-7d6b-49fd-9459-f57d0921d704 | DfzjFTxuJTPR0oST0m0QwJ4IUYi2BRciFyKS7e/wCXE= | C:\Temp\vw\test data\ppmd_templates_TREY3.rvt | 30
ppmd_templates_TREY3.rvt | TREY3 - INTERIOR DESIGN | FALSE | Room Noise¦Max NC | Noise_NC_MAX | TRUE | 629b571a-1c14-443c-b8e8-1130b5edb513 | DfzjFTxuJTPR0oST0m0QwJ4IUYi2BRciFyKS7e/wCXE= | C:\Temp\vw\test data\ppmd_templates_TREY3.rvt | 40
ppmd_templates_TREY3.rvt | TREY3 - INTERIOR DESIGN | FALSE | Room Noise¦SC | Noise_SC | TRUE | 44bf9cd1-070a-432c-87d9-26a3211cfe07 | DfzjFTxuJTPR0oST0m0QwJ4IUYi2BRciFyKS7e/wCXE= | C:\Temp\vw\test data\ppmd_templates_TREY3.rvt | 50
ppmd_templates_TREY3.rvt | TREY3 - MECHANICAL DESIGN | FALSE | Air Balance | Air_Balance | TRUE | 587b3cf9-4450-4d95-b8ef-0e93665dbd91 | DfzjFTxuJTPR0oST0m0QwJ4IUYi2BRciFyKS7e/wCXE= | C:\Temp\vw\test data\ppmd_templates_TREY3.rvt | +
ppmd_templates_TREY3.rvt | TREY3 - MECHANICAL DESIGN | FALSE | Air Changes Total | Air_Changes_Total | TRUE | 3988d7f3-0f28-4410-866c-5bc65e1d842a | DfzjFTxuJTPR0oST0m0QwJ4IUYi2BRciFyKS7e/wCXE= | C:\Temp\vw\test data\ppmd_templates_TREY3.rvt | 15
ppmd_templates_TREY3.rvt | TREY3 - MECHANICAL DESIGN | FALSE | Air Changes OA | Air_Changes_OA | TRUE | b7af949f-3b64-4f85-9391-d9f17dcaad1e | DfzjFTxuJTPR0oST0m0QwJ4IUYi2BRciFyKS7e/wCXE= | C:\Temp\vw\test data\ppmd_templates_TREY3.rvt | 3
ppmd_templates_TREY3.rvt | TREY3 - MECHANICAL DESIGN | FALSE | 100% Exhaust Air | Exhaust_Air_100% | TRUE | 62b97784-583b-47d5-90a3-a90bbb961b6e | DfzjFTxuJTPR0oST0m0QwJ4IUYi2BRciFyKS7e/wCXE= | C:\Temp\vw\test data\ppmd_templates_TREY3.rvt
ppmd_templates_TREY3.rvt | TREY3 - MECHANICAL DESIGN | FALSE | Summer Temp¦F | Temp_Summer_F | TRUE | 1cbf6964-bd0f-4852-b367-ef4828e2e2cc | DfzjFTxuJTPR0oST0m0QwJ4IUYi2BRciFyKS7e/wCXE= | C:\Temp\vw\test data\ppmd_templates_TREY3.rvt
ppmd_templates_TREY3.rvt | TREY3 - MECHANICAL DESIGN | FALSE | Summer Temp¦C | Temp_Summer_C | FALSE |  | DfzjFTxuJTPR0oST0m0QwJ4IUYi2BRciFyKS7e/wCXE= | C:\Temp\vw\test data\ppmd_templates_TREY3.rvt
ppmd_templates_TREY3.rvt | TREY3 - MECHANICAL DESIGN | FALSE | Summer Temp¦Note | Temp_Summer_Note | TRUE | 6248fa3c-bb43-4e1c-91bb-60e102e573b7 | DfzjFTxuJTPR0oST0m0QwJ4IUYi2BRciFyKS7e/wCXE= | C:\Temp\vw\test data\ppmd_templates_TREY3.rvt
ppmd_templates_TREY3.rvt | TREY3 - MECHANICAL DESIGN | FALSE | Winter Temp¦F | Temp_Winter_F | TRUE | b4f9888f-41ad-47ef-a6af-145b3de732c9 | DfzjFTxuJTPR0oST0m0QwJ4IUYi2BRciFyKS7e/wCXE= | C:\Temp\vw\test data\ppmd_templates_TREY3.rvt
ppmd_templates_TREY3.rvt | TREY3 - MECHANICAL DESIGN | FALSE | Winter Temp¦C | Temp_Winter_C | FALSE |  | DfzjFTxuJTPR0oST0m0QwJ4IUYi2BRciFyKS7e/wCXE= | C:\Temp\vw\test data\ppmd_templates_TREY3.rvt
ppmd_templates_TREY3.rvt | TREY3 - MECHANICAL DESIGN | FALSE | Winter Temp¦Note | Temp_Winter_Note | TRUE | aacd83fc-f530-464e-b089-01667d3c52cd | DfzjFTxuJTPR0oST0m0QwJ4IUYi2BRciFyKS7e/wCXE= | C:\Temp\vw\test data\ppmd_templates_TREY3.rvt
ppmd_templates_TREY3.rvt | TREY3 - MECHANICAL DESIGN | FALSE | Max Relative Humidity | Relative_Humidity | TRUE | 36ead6c1-4384-4a65-8654-06a60aef94cb | DfzjFTxuJTPR0oST0m0QwJ4IUYi2BRciFyKS7e/wCXE= | C:\Temp\vw\test data\ppmd_templates_TREY3.rvt | S
ppmd_templates_TREY3.rvt | TREY3 - MECHANICAL DESIGN | FALSE | Filtration¦Interm % | Filtration_Inter_% | TRUE | 4f03ad65-f905-419e-a0cf-8f58fe921fbc | DfzjFTxuJTPR0oST0m0QwJ4IUYi2BRciFyKS7e/wCXE= | C:\Temp\vw\test data\ppmd_templates_TREY3.rvt | 14
ppmd_templates_TREY3.rvt | TREY3 - MECHANICAL DESIGN | FALSE | Filtration¦Final % | Filtration_Final_% | TRUE | cc736e5f-46f5-476a-8d0a-ceb32d8d4e5a | DfzjFTxuJTPR0oST0m0QwJ4IUYi2BRciFyKS7e/wCXE= | C:\Temp\vw\test data\ppmd_templates_TREY3.rvt | 17
ppmd_templates_TREY3.rvt | TREY3 - MECHANICAL DESIGN | FALSE | Notes | Mech_Notes | TRUE | a32df790-0ab9-4c4a-b19c-511c2eef6d56 | DfzjFTxuJTPR0oST0m0QwJ4IUYi2BRciFyKS7e/wCXE= | C:\Temp\vw\test data\ppmd_templates_TREY3.rvt | O,P,V
ppmd_templates_TREY3.rvt | TREY3 - MEDICAL GAS DESIGN | FALSE | MCA | MedGas_MCA | TRUE | 3b23ea7f-b9f1-4749-8a2b-eb6a4fab4cdc | DfzjFTxuJTPR0oST0m0QwJ4IUYi2BRciFyKS7e/wCXE= | C:\Temp\vw\test data\ppmd_templates_TREY3.rvt
ppmd_templates_TREY3.rvt | TREY3 - MEDICAL GAS DESIGN | FALSE | DCA | MedGas_DCA | TRUE | 20dc9c73-7465-4e8a-8300-4a8b5a46a91c | DfzjFTxuJTPR0oST0m0QwJ4IUYi2BRciFyKS7e/wCXE= | C:\Temp\vw\test data\ppmd_templates_TREY3.rvt
ppmd_templates_TREY3.rvt | TREY3 - MEDICAL GAS DESIGN | FALSE | LA | MedGas_LA | TRUE | 99801083-d820-4c5f-ad07-ab168e1bbda0 | DfzjFTxuJTPR0oST0m0QwJ4IUYi2BRciFyKS7e/wCXE= | C:\Temp\vw\test data\ppmd_templates_TREY3.rvt
ppmd_templates_TREY3.rvt | TREY3 - MEDICAL GAS DESIGN | FALSE | PA | MedGas_PA | TRUE | 55793ba6-1647-428e-86f6-5ce4153c7f2e | DfzjFTxuJTPR0oST0m0QwJ4IUYi2BRciFyKS7e/wCXE= | C:\Temp\vw\test data\ppmd_templates_TREY3.rvt
ppmd_templates_TREY3.rvt | TREY3 - MEDICAL GAS DESIGN | FALSE | MV | MedGas_MV | TRUE | 0a0bec6d-9172-4a2c-9fb3-7616a08f677a | DfzjFTxuJTPR0oST0m0QwJ4IUYi2BRciFyKS7e/wCXE= | C:\Temp\vw\test data\ppmd_templates_TREY3.rvt | 1
ppmd_templates_TREY3.rvt | TREY3 - MEDICAL GAS DESIGN | FALSE | DHV | MedGas_DHV | TRUE | 79779898-9917-494b-a027-0013b44e14f1 | DfzjFTxuJTPR0oST0m0QwJ4IUYi2BRciFyKS7e/wCXE= | C:\Temp\vw\test data\ppmd_templates_TREY3.rvt
ppmd_templates_TREY3.rvt | TREY3 - MEDICAL GAS DESIGN | FALSE | DLV | MedGas_DLV | TRUE | bcdcef93-2e56-440a-a8f7-e9973eadba59 | DfzjFTxuJTPR0oST0m0QwJ4IUYi2BRciFyKS7e/wCXE= | C:\Temp\vw\test data\ppmd_templates_TREY3.rvt
ppmd_templates_TREY3.rvt | TREY3 - MEDICAL GAS DESIGN | FALSE | LDE | MedGas_LDE | TRUE | cc6496eb-fa04-4455-81d4-1dfb1e6aaa52 | DfzjFTxuJTPR0oST0m0QwJ4IUYi2BRciFyKS7e/wCXE= | C:\Temp\vw\test data\ppmd_templates_TREY3.rvt
ppmd_templates_TREY3.rvt | TREY3 - MEDICAL GAS DESIGN | FALSE | OX | MedGas_OX | TRUE | 59f6c2e0-639e-4476-adf0-a5c19b1199db | DfzjFTxuJTPR0oST0m0QwJ4IUYi2BRciFyKS7e/wCXE= | C:\Temp\vw\test data\ppmd_templates_TREY3.rvt | 1
ppmd_templates_TREY3.rvt | TREY3 - MEDICAL GAS DESIGN | FALSE | NO | MedGas_NO | TRUE | 1f31b342-99ad-494b-90ce-f27b8fc04b75 | DfzjFTxuJTPR0oST0m0QwJ4IUYi2BRciFyKS7e/wCXE= | C:\Temp\vw\test data\ppmd_templates_TREY3.rvt
ppmd_templates_TREY3.rvt | TREY3 - MEDICAL GAS DESIGN | FALSE | NI | MedGas_NI | TRUE | ea24567d-1f4e-45f9-907f-a79ef8b323b1 | DfzjFTxuJTPR0oST0m0QwJ4IUYi2BRciFyKS7e/wCXE= | C:\Temp\vw\test data\ppmd_templates_TREY3.rvt
ppmd_templates_TREY3.rvt | TREY3 - MEDICAL GAS DESIGN | FALSE | WAGD | MedGas_WAGD | TRUE | 1aa3572e-5073-44b4-acb3-ff8739230b69 | DfzjFTxuJTPR0oST0m0QwJ4IUYi2BRciFyKS7e/wCXE= | C:\Temp\vw\test data\ppmd_templates_TREY3.rvt
ppmd_templates_TREY3.rvt | TREY3 - MEDICAL GAS DESIGN | FALSE | Notes1 | MedGas_Notes | TRUE | 69d1283f-21ef-46f3-9ebb-e36d00ef4da3 | DfzjFTxuJTPR0oST0m0QwJ4IUYi2BRciFyKS7e/wCXE= | C:\Temp\vw\test data\ppmd_templates_TREY3.rvt
ppmd_templates_TREY3.rvt | TREY3 - MEDICAL GAS DESIGN | FALSE | Notes2 | MedGas_Notes2 | TRUE | 867f4341-094b-4cc7-b128-8c28392e09cd | DfzjFTxuJTPR0oST0m0QwJ4IUYi2BRciFyKS7e/wCXE= | C:\Temp\vw\test data\ppmd_templates_TREY3.rvt
ppmd_templates_TREY3.rvt | TREY3 - STRUCTURAL DESIGN | FALSE | Structural Load¦psf | Str_FloorLoad_psf | TRUE | 654b90c9-d71e-4bcd-9f27-a1532becca95 | DfzjFTxuJTPR0oST0m0QwJ4IUYi2BRciFyKS7e/wCXE= | C:\Temp\vw\test data\ppmd_templates_TREY3.rvt | 60
ppmd_templates_TREY3.rvt | TREY3 - STRUCTURAL DESIGN | FALSE | Structural Load¦kPA | Str_FloorLoad_kPA | FALSE |  | DfzjFTxuJTPR0oST0m0QwJ4IUYi2BRciFyKS7e/wCXE= | C:\Temp\vw\test data\ppmd_templates_TREY3.rvt | 3
ppmd_templates_TREY3.rvt | TREY3 - STRUCTURAL DESIGN | FALSE | Notes | Str_Notes | TRUE | 509b36e6-cf53-4158-b357-61e3cedd6faa | DfzjFTxuJTPR0oST0m0QwJ4IUYi2BRciFyKS7e/wCXE= | C:\Temp\vw\test data\ppmd_templates_TREY3.rvt
ppmd_templates_TRGM1.rvt | TRGM1 - DATA/TELEPHONE EQUIPMENT | FALSE | JSN | JSN | TRUE | 8632cd76-2ab9-457d-8db7-39197de446a2 | +Zlb3FQYGa4a2jpeuk52YjB2c0A0Fkwe/i03TzRhqmw= | C:\Temp\vw\test data\ppmd_templates_TRGM1.rvt
ppmd_templates_TRGM1.rvt | TRGM1 - DATA/TELEPHONE EQUIPMENT | FALSE | Nomenclature | Nomenclature | TRUE | f004b755-1952-4a21-a1c1-98f41ef6a86c | +Zlb3FQYGa4a2jpeuk52YjB2c0A0Fkwe/i03TzRhqmw= | C:\Temp\vw\test data\ppmd_templates_TRGM1.rvt
ppmd_templates_TRGM1.rvt | TRGM1 - DATA/TELEPHONE EQUIPMENT | FALSE | Qty | Count | FALSE |  | +Zlb3FQYGa4a2jpeuk52YjB2c0A0Fkwe/i03TzRhqmw= | C:\Temp\vw\test data\ppmd_templates_TRGM1.rvt
ppmd_templates_TRGM1.rvt | TRGM1 - DATA/TELEPHONE EQUIPMENT | FALSE | Logistics¦AR | CAT_Army | TRUE | fa0e0053-bcc4-42e8-881f-6a4690f994c9 | +Zlb3FQYGa4a2jpeuk52YjB2c0A0Fkwe/i03TzRhqmw= | C:\Temp\vw\test data\ppmd_templates_TRGM1.rvt
ppmd_templates_TRGM1.rvt | TRGM1 - DATA/TELEPHONE EQUIPMENT | FALSE | Logistics¦NA | CAT_Navy | TRUE | 183e77a6-b75d-41a5-8f81-f6abfee236ec | +Zlb3FQYGa4a2jpeuk52YjB2c0A0Fkwe/i03TzRhqmw= | C:\Temp\vw\test data\ppmd_templates_TRGM1.rvt
ppmd_templates_TRGM1.rvt | TRGM1 - DATA/TELEPHONE EQUIPMENT | FALSE | Logistics¦AF | CAT_AF | TRUE | 053816d3-2f83-4e72-9b30-0a25ff75573f | +Zlb3FQYGa4a2jpeuk52YjB2c0A0Fkwe/i03TzRhqmw= | C:\Temp\vw\test data\ppmd_templates_TRGM1.rvt
ppmd_templates_TRGM1.rvt | TRGM1 - DATA/TELEPHONE EQUIPMENT | FALSE | Logistics¦VA | CAT_VA | TRUE | abab06e0-bc20-4958-a9a7-acf73c376614 | +Zlb3FQYGa4a2jpeuk52YjB2c0A0Fkwe/i03TzRhqmw= | C:\Temp\vw\test data\ppmd_templates_TRGM1.rvt
ppmd_templates_TRGM1.rvt | TRGM1 - DOOR SCHEDULE | FALSE | Mark | Construction Type | FALSE |  | +Zlb3FQYGa4a2jpeuk52YjB2c0A0Fkwe/i03TzRhqmw= | C:\Temp\vw\test data\ppmd_templates_TRGM1.rvt | C
ppmd_templates_TRGM1.rvt | TRGM1 - DOOR SCHEDULE | FALSE | Type | Family | FALSE |  | +Zlb3FQYGa4a2jpeuk52YjB2c0A0Fkwe/i03TzRhqmw= | C:\Temp\vw\test data\ppmd_templates_TRGM1.rvt | Single-Flush
ppmd_templates_TRGM1.rvt | TRGM1 - DOOR SCHEDULE | FALSE | Count | Count | FALSE |  | +Zlb3FQYGa4a2jpeuk52YjB2c0A0Fkwe/i03TzRhqmw= | C:\Temp\vw\test data\ppmd_templates_TRGM1.rvt | 1
ppmd_templates_TRGM1.rvt | TRGM1 - DOOR SCHEDULE | FALSE | Height¦ft - in | Height | FALSE |  | +Zlb3FQYGa4a2jpeuk52YjB2c0A0Fkwe/i03TzRhqmw= | C:\Temp\vw\test data\ppmd_templates_TRGM1.rvt | 7' - 0"
ppmd_templates_TRGM1.rvt | TRGM1 - DOOR SCHEDULE | FALSE | Width¦ft - in | Width | FALSE |  | +Zlb3FQYGa4a2jpeuk52YjB2c0A0Fkwe/i03TzRhqmw= | C:\Temp\vw\test data\ppmd_templates_TRGM1.rvt | 4' - 0"
ppmd_templates_TRGM1.rvt | TRGM1 - DOOR SCHEDULE | FALSE | Notes | Type Comments | FALSE |  | +Zlb3FQYGa4a2jpeuk52YjB2c0A0Fkwe/i03TzRhqmw= | C:\Temp\vw\test data\ppmd_templates_TRGM1.rvt
ppmd_templates_TRGM1.rvt | TRGM1 - ELECTRICAL DESIGN | FALSE | Lighting¦LUX1 | Light_Level_LUX | TRUE | fc853981-f613-4f05-81bd-e48fb947424b | +Zlb3FQYGa4a2jpeuk52YjB2c0A0Fkwe/i03TzRhqmw= | C:\Temp\vw\test data\ppmd_templates_TRGM1.rvt | 500
ppmd_templates_TRGM1.rvt | TRGM1 - ELECTRICAL DESIGN | FALSE | Lighting¦Footcandles1 | Light_Level_FC | FALSE |  | +Zlb3FQYGa4a2jpeuk52YjB2c0A0Fkwe/i03TzRhqmw= | C:\Temp\vw\test data\ppmd_templates_TRGM1.rvt | 46
ppmd_templates_TRGM1.rvt | TRGM1 - ELECTRICAL DESIGN | FALSE | Lighting¦LUX2 | Light_Level_LUX2 | TRUE | 172f1cff-58cc-41cd-b888-0e7a81d2bf40 | +Zlb3FQYGa4a2jpeuk52YjB2c0A0Fkwe/i03TzRhqmw= | C:\Temp\vw\test data\ppmd_templates_TRGM1.rvt | 1100
ppmd_templates_TRGM1.rvt | TRGM1 - ELECTRICAL DESIGN | FALSE | Lighting¦Footcandles2 | Light_Level_FC2 | FALSE |  | +Zlb3FQYGa4a2jpeuk52YjB2c0A0Fkwe/i03TzRhqmw= | C:\Temp\vw\test data\ppmd_templates_TRGM1.rvt | 102
ppmd_templates_TRGM1.rvt | TRGM1 - ELECTRICAL DESIGN | FALSE | Lighting¦Notes | Light_Notes | TRUE | a36245ac-ea57-45c2-bac5-bed4d04a4f78 | +Zlb3FQYGa4a2jpeuk52YjB2c0A0Fkwe/i03TzRhqmw= | C:\Temp\vw\test data\ppmd_templates_TRGM1.rvt | D
ppmd_templates_TRGM1.rvt | TRGM1 - ELECTRICAL DESIGN | FALSE | Lighting¦Notes2 | Light_Notes2 | TRUE | 6d0b4891-ce4c-45f8-9560-387866098a10 | +Zlb3FQYGa4a2jpeuk52YjB2c0A0Fkwe/i03TzRhqmw= | C:\Temp\vw\test data\ppmd_templates_TRGM1.rvt
ppmd_templates_TRGM1.rvt | TRGM1 - ELECTRICAL DESIGN | FALSE | Essential Power¦% Power | ES_Power% | TRUE | 7cbfe71a-865f-4cf4-b400-c67e3939439b | +Zlb3FQYGa4a2jpeuk52YjB2c0A0Fkwe/i03TzRhqmw= | C:\Temp\vw\test data\ppmd_templates_TRGM1.rvt | -
ppmd_templates_TRGM1.rvt | TRGM1 - ELECTRICAL DESIGN | FALSE | Essential Power¦% Light | ES_Light% | TRUE | af00a8bb-40cb-434a-a7e5-b4140f3c844f | +Zlb3FQYGa4a2jpeuk52YjB2c0A0Fkwe/i03TzRhqmw= | C:\Temp\vw\test data\ppmd_templates_TRGM1.rvt | -
ppmd_templates_TRGM1.rvt | TRGM1 - ELECTRICAL DESIGN | FALSE | Essential Power¦Notes | ES_Notes | TRUE | 0c3ae867-1060-40b5-bb68-261d16a167a0 | +Zlb3FQYGa4a2jpeuk52YjB2c0A0Fkwe/i03TzRhqmw= | C:\Temp\vw\test data\ppmd_templates_TRGM1.rvt | -
ppmd_templates_TRGM1.rvt | TRGM1 - EQUIPMENT SCHEDULE | TRUE | JSN | JSN | TRUE | 8632cd76-2ab9-457d-8db7-39197de446a2 | +Zlb3FQYGa4a2jpeuk52YjB2c0A0Fkwe/i03TzRhqmw= | C:\Temp\vw\test data\ppmd_templates_TRGM1.rvt | A1066¦A1132¦A5075¦A5080¦A5106¦A5145¦A5180¦E0945¦E0948¦F0205¦F0340¦F2010¦F3200¦M0755¦M0765¦M1620¦M1801¦M3072¦M4100¦M4116¦M4200¦M4255¦M4266¦M4665¦M7470¦M7905¦M8810¦P3100
ppmd_templates_TRGM1.rvt | TRGM1 - EQUIPMENT SCHEDULE | TRUE | Nomenclature | Nomenclature | TRUE | f004b755-1952-4a21-a1c1-98f41ef6a86c | +Zlb3FQYGa4a2jpeuk52YjB2c0A0Fkwe/i03TzRhqmw= | C:\Temp\vw\test data\ppmd_templates_TRGM1.rvt | Mirror, Float Glass, With SS Frame¦Rail, Accessory Mounting, 48"¦Dispenser, Soap, Disposable¦Dispenser, Paper Towel, SS, Surface Mounted¦Waste Disposal Unit, Sharps w/Glove Dispenser¦Hook, Garment, Double, SS, Surface Mounted¦Track, Cubicle, Surface Mounted, With Curtain¦Mobile, Workstation¦Cart, General Storage, Mobile, 42"H x 32"W x 22"D¦Chair, Side With Arms¦Stool, Self Adjusting¦Basket, Wastepaper, Step-On¦Clock, Battery, 12" Diameter¦Flowmeter, Oxygen, Low Flow¦Regulator, Vacuum¦Holder, Chart, Patient, Wall or Door Mounted¦Computer, Microprocessing, w/Flat Panel Monitor¦Frame, Infectious Waste Bag w/Lid¦Sphygmomanometer, Aneroid, Wall Mounted¦Monitor, Vital Signs¦Otoscope/Ophthalmoscope, Wall Mounted¦Stand, IV, Adjustable¦Pump, Volumetric, Infusion, Multiple Line¦Stretcher, Recovery, Surgical¦Light, Surgical, Ceiling, Single, Small¦Oximeter, Pulse¦Stand, Mayo¦Lavatory, Vitreous China, Slab Type
ppmd_templates_TRGM1.rvt | TRGM1 - EQUIPMENT SCHEDULE | TRUE | Qty | Count | FALSE |  | +Zlb3FQYGa4a2jpeuk52YjB2c0A0Fkwe/i03TzRhqmw= | C:\Temp\vw\test data\ppmd_templates_TRGM1.rvt | 1¦1¦1¦1¦1¦1¦1¦1¦1¦1¦1¦1¦1¦1¦1¦1¦1¦1¦1¦1¦1¦1¦1¦1¦1¦1¦1¦1
ppmd_templates_TRGM1.rvt | TRGM1 - EQUIPMENT SCHEDULE | TRUE | LF | Comments | FALSE |  | +Zlb3FQYGa4a2jpeuk52YjB2c0A0Fkwe/i03TzRhqmw= | C:\Temp\vw\test data\ppmd_templates_TRGM1.rvt | 4'-0"¦¦¦¦¦15'-0"
ppmd_templates_TRGM1.rvt | TRGM1 - EQUIPMENT SCHEDULE | TRUE | Logistics¦AR | CAT_Army | TRUE | fa0e0053-bcc4-42e8-881f-6a4690f994c9 | +Zlb3FQYGa4a2jpeuk52YjB2c0A0Fkwe/i03TzRhqmw= | C:\Temp\vw\test data\ppmd_templates_TRGM1.rvt | A¦A¦C¦A¦C¦A¦A¦C¦C¦C¦C¦C¦C¦C¦C¦A¦C¦C¦C¦C¦C¦C¦C¦C¦E¦C¦C¦A
ppmd_templates_TRGM1.rvt | TRGM1 - EQUIPMENT SCHEDULE | TRUE | Logistics¦NA | CAT_Navy | TRUE | 183e77a6-b75d-41a5-8f81-f6abfee236ec | +Zlb3FQYGa4a2jpeuk52YjB2c0A0Fkwe/i03TzRhqmw= | C:\Temp\vw\test data\ppmd_templates_TRGM1.rvt | A¦A¦C¦A¦A¦A¦A¦C¦C¦C¦C¦C¦C¦C¦C¦A¦C¦C¦C¦C¦C¦C¦C¦C¦E¦C¦C¦A
ppmd_templates_TRGM1.rvt | TRGM1 - EQUIPMENT SCHEDULE | TRUE | Logistics¦AF | CAT_AF | TRUE | 053816d3-2f83-4e72-9b30-0a25ff75573f | +Zlb3FQYGa4a2jpeuk52YjB2c0A0Fkwe/i03TzRhqmw= | C:\Temp\vw\test data\ppmd_templates_TRGM1.rvt | A¦A¦C¦A¦C¦A¦A¦C¦C¦C¦C¦C¦C¦C¦C¦A¦C¦C¦C¦C¦-¦C¦C¦C¦E¦C¦C¦A
ppmd_templates_TRGM1.rvt | TRGM1 - EQUIPMENT SCHEDULE | TRUE | Logistics¦VA | CAT_VA | TRUE | abab06e0-bc20-4958-a9a7-acf73c376614 | +Zlb3FQYGa4a2jpeuk52YjB2c0A0Fkwe/i03TzRhqmw= | C:\Temp\vw\test data\ppmd_templates_TRGM1.rvt | A¦A¦C¦A¦C¦A¦A¦C¦C¦C¦C¦C¦C¦C¦C¦A¦C¦C¦C¦C¦C¦C¦C¦C¦E¦C¦C¦A
ppmd_templates_TRGM1.rvt | TRGM1 - EQUIPMENT SCHEDULE | TRUE | Utilities¦1 | UTIL_1_WaterDrain | TRUE | 594b780e-c62e-473b-9f66-4d3db2fa1b7f | +Zlb3FQYGa4a2jpeuk52YjB2c0A0Fkwe/i03TzRhqmw= | C:\Temp\vw\test data\ppmd_templates_TRGM1.rvt | -¦-¦-¦-¦-¦-¦-¦-¦-¦-¦-¦-¦-¦-¦-¦-¦-¦-¦-¦-¦-¦-¦-¦-¦-¦-¦-¦D
ppmd_templates_TRGM1.rvt | TRGM1 - EQUIPMENT SCHEDULE | TRUE | Utilities¦2 | UTIL_2_Elec | TRUE | 28082216-138e-4a2f-9824-e96dbd7e3cd0 | +Zlb3FQYGa4a2jpeuk52YjB2c0A0Fkwe/i03TzRhqmw= | C:\Temp\vw\test data\ppmd_templates_TRGM1.rvt | -¦-¦-¦-¦-¦-¦-¦-¦-¦-¦-¦-¦-¦-¦-¦-¦A¦-¦-¦A¦A¦-¦A¦-¦F¦A¦-¦-
ppmd_templates_TRGM1.rvt | TRGM1 - EQUIPMENT SCHEDULE | TRUE | Utilities¦3 | UTIL_3_MedGas | TRUE | 22af1ef2-54f0-4b6e-b40a-7064dfb8769c | +Zlb3FQYGa4a2jpeuk52YjB2c0A0Fkwe/i03TzRhqmw= | C:\Temp\vw\test data\ppmd_templates_TRGM1.rvt | -¦-¦-¦-¦-¦-¦-¦-¦-¦-¦-¦-¦-¦A¦B¦-¦-¦-¦-¦-¦-¦-¦-¦-¦-¦-¦-¦-
ppmd_templates_TRGM1.rvt | TRGM1 - EQUIPMENT SCHEDULE | TRUE | Utilities¦4 | UTIL_4_MiscGas | TRUE | 745b8c3e-fd4a-4430-994a-d25826e1e484 | +Zlb3FQYGa4a2jpeuk52YjB2c0A0Fkwe/i03TzRhqmw= | C:\Temp\vw\test data\ppmd_templates_TRGM1.rvt | -¦-¦-¦-¦-¦-¦-¦-¦-¦-¦-¦-¦-¦-¦-¦-¦-¦-¦-¦-¦-¦-¦-¦-¦-¦-¦-¦-
ppmd_templates_TRGM1.rvt | TRGM1 - EQUIPMENT SCHEDULE | TRUE | Utilities¦5 | UTIL_5_NonMedGas | TRUE | 323edf97-d058-44ef-a0fb-1836c80554d8 | +Zlb3FQYGa4a2jpeuk52YjB2c0A0Fkwe/i03TzRhqmw= | C:\Temp\vw\test data\ppmd_templates_TRGM1.rvt | -¦-¦-¦-¦-¦-¦-¦-¦-¦-¦-¦-¦-¦-¦-¦-¦-¦-¦-¦-¦-¦-¦-¦-¦-¦-¦-¦-
ppmd_templates_TRGM1.rvt | TRGM1 - EQUIPMENT SCHEDULE | TRUE | Utilities¦6 | UTIL_6_Misc | TRUE | 38083e2d-8ba3-4868-9752-742b7a4a9586 | +Zlb3FQYGa4a2jpeuk52YjB2c0A0Fkwe/i03TzRhqmw= | C:\Temp\vw\test data\ppmd_templates_TRGM1.rvt | -¦-¦-¦-¦-¦-¦-¦-¦-¦-¦-¦-¦-¦-¦-¦-¦-¦-¦-¦-¦-¦-¦-¦-¦-¦-¦-¦-
ppmd_templates_TRGM1.rvt | TRGM1 - INTERIOR DESIGN | FALSE | Floor Finish¦Preferred | Floor Finish | FALSE |  | +Zlb3FQYGa4a2jpeuk52YjB2c0A0Fkwe/i03TzRhqmw= | C:\Temp\vw\test data\ppmd_templates_TRGM1.rvt | US
ppmd_templates_TRGM1.rvt | TRGM1 - INTERIOR DESIGN | FALSE | Floor Finish¦Alternate | Floor Finish2 | TRUE | 4030719d-a272-441a-8bfa-d5eb510a1687 | +Zlb3FQYGa4a2jpeuk52YjB2c0A0Fkwe/i03TzRhqmw= | C:\Temp\vw\test data\ppmd_templates_TRGM1.rvt | UT
ppmd_templates_TRGM1.rvt | TRGM1 - INTERIOR DESIGN | FALSE | Wall Finish¦Preferred | Wall Finish | FALSE |  | +Zlb3FQYGa4a2jpeuk52YjB2c0A0Fkwe/i03TzRhqmw= | C:\Temp\vw\test data\ppmd_templates_TRGM1.rvt | GLG
ppmd_templates_TRGM1.rvt | TRGM1 - INTERIOR DESIGN | FALSE | Wall Finish¦Alternate | Wall Finish2 | TRUE | 5a49d499-57b3-4e1f-afc0-4c041c862be1 | +Zlb3FQYGa4a2jpeuk52YjB2c0A0Fkwe/i03TzRhqmw= | C:\Temp\vw\test data\ppmd_templates_TRGM1.rvt | GPT
ppmd_templates_TRGM1.rvt | TRGM1 - INTERIOR DESIGN | FALSE | Ceiling Finish¦Preferred | Ceiling Finish | FALSE |  | +Zlb3FQYGa4a2jpeuk52YjB2c0A0Fkwe/i03TzRhqmw= | C:\Temp\vw\test data\ppmd_templates_TRGM1.rvt | GLG
ppmd_templates_TRGM1.rvt | TRGM1 - INTERIOR DESIGN | FALSE | Ceiling Finish¦Alternate | Ceiling Finish2 | TRUE | acb31fd1-378b-4329-97b0-400ae39b5bc4 | +Zlb3FQYGa4a2jpeuk52YjB2c0A0Fkwe/i03TzRhqmw= | C:\Temp\vw\test data\ppmd_templates_TRGM1.rvt | AT2
ppmd_templates_TRGM1.rvt | TRGM1 - INTERIOR DESIGN | FALSE | Room Height¦ft - in | Ceiling_Hgt_IP | TRUE | 9f14ca4f-2465-4385-a17c-7aa549f64c09 | +Zlb3FQYGa4a2jpeuk52YjB2c0A0Fkwe/i03TzRhqmw= | C:\Temp\vw\test data\ppmd_templates_TRGM1.rvt | 9' - 0"
ppmd_templates_TRGM1.rvt | TRGM1 - INTERIOR DESIGN | FALSE | Room Noise¦Min NC | Noise_NC_MIN | TRUE | 8c49df6c-7d6b-49fd-9459-f57d0921d704 | +Zlb3FQYGa4a2jpeuk52YjB2c0A0Fkwe/i03TzRhqmw= | C:\Temp\vw\test data\ppmd_templates_TRGM1.rvt | 30
ppmd_templates_TRGM1.rvt | TRGM1 - INTERIOR DESIGN | FALSE | Room Noise¦Max NC | Noise_NC_MAX | TRUE | 629b571a-1c14-443c-b8e8-1130b5edb513 | +Zlb3FQYGa4a2jpeuk52YjB2c0A0Fkwe/i03TzRhqmw= | C:\Temp\vw\test data\ppmd_templates_TRGM1.rvt | 40
ppmd_templates_TRGM1.rvt | TRGM1 - INTERIOR DESIGN | FALSE | Room Noise¦SC | Noise_SC | TRUE | 44bf9cd1-070a-432c-87d9-26a3211cfe07 | +Zlb3FQYGa4a2jpeuk52YjB2c0A0Fkwe/i03TzRhqmw= | C:\Temp\vw\test data\ppmd_templates_TRGM1.rvt | 50
ppmd_templates_TRGM1.rvt | TRGM1 - MECHANICAL DESIGN | FALSE | Air Balance | Air_Balance | TRUE | 587b3cf9-4450-4d95-b8ef-0e93665dbd91 | +Zlb3FQYGa4a2jpeuk52YjB2c0A0Fkwe/i03TzRhqmw= | C:\Temp\vw\test data\ppmd_templates_TRGM1.rvt | 0
ppmd_templates_TRGM1.rvt | TRGM1 - MECHANICAL DESIGN | FALSE | Air Changes Total | Air_Changes_Total | TRUE | 3988d7f3-0f28-4410-866c-5bc65e1d842a | +Zlb3FQYGa4a2jpeuk52YjB2c0A0Fkwe/i03TzRhqmw= | C:\Temp\vw\test data\ppmd_templates_TRGM1.rvt | 6
ppmd_templates_TRGM1.rvt | TRGM1 - MECHANICAL DESIGN | FALSE | Air Changes OA | Air_Changes_OA | TRUE | b7af949f-3b64-4f85-9391-d9f17dcaad1e | +Zlb3FQYGa4a2jpeuk52YjB2c0A0Fkwe/i03TzRhqmw= | C:\Temp\vw\test data\ppmd_templates_TRGM1.rvt | 2
ppmd_templates_TRGM1.rvt | TRGM1 - MECHANICAL DESIGN | FALSE | 100% Exhaust Air | Exhaust_Air_100% | TRUE | 62b97784-583b-47d5-90a3-a90bbb961b6e | +Zlb3FQYGa4a2jpeuk52YjB2c0A0Fkwe/i03TzRhqmw= | C:\Temp\vw\test data\ppmd_templates_TRGM1.rvt | -
ppmd_templates_TRGM1.rvt | TRGM1 - MECHANICAL DESIGN | FALSE | Summer Temp¦F | Temp_Summer_F | TRUE | 1cbf6964-bd0f-4852-b367-ef4828e2e2cc | +Zlb3FQYGa4a2jpeuk52YjB2c0A0Fkwe/i03TzRhqmw= | C:\Temp\vw\test data\ppmd_templates_TRGM1.rvt
ppmd_templates_TRGM1.rvt | TRGM1 - MECHANICAL DESIGN | FALSE | Summer Temp¦C | Temp_Summer_C | FALSE |  | +Zlb3FQYGa4a2jpeuk52YjB2c0A0Fkwe/i03TzRhqmw= | C:\Temp\vw\test data\ppmd_templates_TRGM1.rvt
ppmd_templates_TRGM1.rvt | TRGM1 - MECHANICAL DESIGN | FALSE | Summer Temp¦Note | Temp_Summer_Note | TRUE | 6248fa3c-bb43-4e1c-91bb-60e102e573b7 | +Zlb3FQYGa4a2jpeuk52YjB2c0A0Fkwe/i03TzRhqmw= | C:\Temp\vw\test data\ppmd_templates_TRGM1.rvt
ppmd_templates_TRGM1.rvt | TRGM1 - MECHANICAL DESIGN | FALSE | Winter Temp¦F | Temp_Winter_F | TRUE | b4f9888f-41ad-47ef-a6af-145b3de732c9 | +Zlb3FQYGa4a2jpeuk52YjB2c0A0Fkwe/i03TzRhqmw= | C:\Temp\vw\test data\ppmd_templates_TRGM1.rvt | 73
ppmd_templates_TRGM1.rvt | TRGM1 - MECHANICAL DESIGN | FALSE | Winter Temp¦C | Temp_Winter_C | FALSE |  | +Zlb3FQYGa4a2jpeuk52YjB2c0A0Fkwe/i03TzRhqmw= | C:\Temp\vw\test data\ppmd_templates_TRGM1.rvt | 23
ppmd_templates_TRGM1.rvt | TRGM1 - MECHANICAL DESIGN | FALSE | Winter Temp¦Note | Temp_Winter_Note | TRUE | aacd83fc-f530-464e-b089-01667d3c52cd | +Zlb3FQYGa4a2jpeuk52YjB2c0A0Fkwe/i03TzRhqmw= | C:\Temp\vw\test data\ppmd_templates_TRGM1.rvt
ppmd_templates_TRGM1.rvt | TRGM1 - MECHANICAL DESIGN | FALSE | Max Relative Humidity | Relative_Humidity | TRUE | 36ead6c1-4384-4a65-8654-06a60aef94cb | +Zlb3FQYGa4a2jpeuk52YjB2c0A0Fkwe/i03TzRhqmw= | C:\Temp\vw\test data\ppmd_templates_TRGM1.rvt | S
ppmd_templates_TRGM1.rvt | TRGM1 - MECHANICAL DESIGN | FALSE | Filtration¦Interm % | Filtration_Inter_% | TRUE | 4f03ad65-f905-419e-a0cf-8f58fe921fbc | +Zlb3FQYGa4a2jpeuk52YjB2c0A0Fkwe/i03TzRhqmw= | C:\Temp\vw\test data\ppmd_templates_TRGM1.rvt | 14
ppmd_templates_TRGM1.rvt | TRGM1 - MECHANICAL DESIGN | FALSE | Filtration¦Final % | Filtration_Final_% | TRUE | cc736e5f-46f5-476a-8d0a-ceb32d8d4e5a | +Zlb3FQYGa4a2jpeuk52YjB2c0A0Fkwe/i03TzRhqmw= | C:\Temp\vw\test data\ppmd_templates_TRGM1.rvt | -
ppmd_templates_TRGM1.rvt | TRGM1 - MECHANICAL DESIGN | FALSE | Notes | Mech_Notes | TRUE | a32df790-0ab9-4c4a-b19c-511c2eef6d56 | +Zlb3FQYGa4a2jpeuk52YjB2c0A0Fkwe/i03TzRhqmw= | C:\Temp\vw\test data\ppmd_templates_TRGM1.rvt | -
ppmd_templates_TRGM1.rvt | TRGM1 - MEDICAL GAS DESIGN | FALSE | MCA | MedGas_MCA | TRUE | 3b23ea7f-b9f1-4749-8a2b-eb6a4fab4cdc | +Zlb3FQYGa4a2jpeuk52YjB2c0A0Fkwe/i03TzRhqmw= | C:\Temp\vw\test data\ppmd_templates_TRGM1.rvt | -
ppmd_templates_TRGM1.rvt | TRGM1 - MEDICAL GAS DESIGN | FALSE | DCA | MedGas_DCA | TRUE | 20dc9c73-7465-4e8a-8300-4a8b5a46a91c | +Zlb3FQYGa4a2jpeuk52YjB2c0A0Fkwe/i03TzRhqmw= | C:\Temp\vw\test data\ppmd_templates_TRGM1.rvt | -
ppmd_templates_TRGM1.rvt | TRGM1 - MEDICAL GAS DESIGN | FALSE | LA | MedGas_LA | TRUE | 99801083-d820-4c5f-ad07-ab168e1bbda0 | +Zlb3FQYGa4a2jpeuk52YjB2c0A0Fkwe/i03TzRhqmw= | C:\Temp\vw\test data\ppmd_templates_TRGM1.rvt | -
ppmd_templates_TRGM1.rvt | TRGM1 - MEDICAL GAS DESIGN | FALSE | PA | MedGas_PA | TRUE | 55793ba6-1647-428e-86f6-5ce4153c7f2e | +Zlb3FQYGa4a2jpeuk52YjB2c0A0Fkwe/i03TzRhqmw= | C:\Temp\vw\test data\ppmd_templates_TRGM1.rvt | -
ppmd_templates_TRGM1.rvt | TRGM1 - MEDICAL GAS DESIGN | FALSE | MV | MedGas_MV | TRUE | 0a0bec6d-9172-4a2c-9fb3-7616a08f677a | +Zlb3FQYGa4a2jpeuk52YjB2c0A0Fkwe/i03TzRhqmw= | C:\Temp\vw\test data\ppmd_templates_TRGM1.rvt | 1
ppmd_templates_TRGM1.rvt | TRGM1 - MEDICAL GAS DESIGN | FALSE | DHV | MedGas_DHV | TRUE | 79779898-9917-494b-a027-0013b44e14f1 | +Zlb3FQYGa4a2jpeuk52YjB2c0A0Fkwe/i03TzRhqmw= | C:\Temp\vw\test data\ppmd_templates_TRGM1.rvt | -
ppmd_templates_TRGM1.rvt | TRGM1 - MEDICAL GAS DESIGN | FALSE | DLV | MedGas_DLV | TRUE | bcdcef93-2e56-440a-a8f7-e9973eadba59 | +Zlb3FQYGa4a2jpeuk52YjB2c0A0Fkwe/i03TzRhqmw= | C:\Temp\vw\test data\ppmd_templates_TRGM1.rvt | -
ppmd_templates_TRGM1.rvt | TRGM1 - MEDICAL GAS DESIGN | FALSE | LDE | MedGas_LDE | TRUE | cc6496eb-fa04-4455-81d4-1dfb1e6aaa52 | +Zlb3FQYGa4a2jpeuk52YjB2c0A0Fkwe/i03TzRhqmw= | C:\Temp\vw\test data\ppmd_templates_TRGM1.rvt | -
ppmd_templates_TRGM1.rvt | TRGM1 - MEDICAL GAS DESIGN | FALSE | OX | MedGas_OX | TRUE | 59f6c2e0-639e-4476-adf0-a5c19b1199db | +Zlb3FQYGa4a2jpeuk52YjB2c0A0Fkwe/i03TzRhqmw= | C:\Temp\vw\test data\ppmd_templates_TRGM1.rvt | 1
ppmd_templates_TRGM1.rvt | TRGM1 - MEDICAL GAS DESIGN | FALSE | NO | MedGas_NO | TRUE | 1f31b342-99ad-494b-90ce-f27b8fc04b75 | +Zlb3FQYGa4a2jpeuk52YjB2c0A0Fkwe/i03TzRhqmw= | C:\Temp\vw\test data\ppmd_templates_TRGM1.rvt | -
ppmd_templates_TRGM1.rvt | TRGM1 - MEDICAL GAS DESIGN | FALSE | NI | MedGas_NI | TRUE | ea24567d-1f4e-45f9-907f-a79ef8b323b1 | +Zlb3FQYGa4a2jpeuk52YjB2c0A0Fkwe/i03TzRhqmw= | C:\Temp\vw\test data\ppmd_templates_TRGM1.rvt | -
ppmd_templates_TRGM1.rvt | TRGM1 - MEDICAL GAS DESIGN | FALSE | WAGD | MedGas_WAGD | TRUE | 1aa3572e-5073-44b4-acb3-ff8739230b69 | +Zlb3FQYGa4a2jpeuk52YjB2c0A0Fkwe/i03TzRhqmw= | C:\Temp\vw\test data\ppmd_templates_TRGM1.rvt | -
ppmd_templates_TRGM1.rvt | TRGM1 - MEDICAL GAS DESIGN | FALSE | Notes1 | MedGas_Notes | TRUE | 69d1283f-21ef-46f3-9ebb-e36d00ef4da3 | +Zlb3FQYGa4a2jpeuk52YjB2c0A0Fkwe/i03TzRhqmw= | C:\Temp\vw\test data\ppmd_templates_TRGM1.rvt | -
ppmd_templates_TRGM1.rvt | TRGM1 - MEDICAL GAS DESIGN | FALSE | Notes2 | MedGas_Notes2 | TRUE | 867f4341-094b-4cc7-b128-8c28392e09cd | +Zlb3FQYGa4a2jpeuk52YjB2c0A0Fkwe/i03TzRhqmw= | C:\Temp\vw\test data\ppmd_templates_TRGM1.rvt
ppmd_templates_TRGM1.rvt | TRGM1 - STRUCTURAL DESIGN | FALSE | Structural Load¦psf | Str_FloorLoad_psf | TRUE | 654b90c9-d71e-4bcd-9f27-a1532becca95 | +Zlb3FQYGa4a2jpeuk52YjB2c0A0Fkwe/i03TzRhqmw= | C:\Temp\vw\test data\ppmd_templates_TRGM1.rvt | 60
ppmd_templates_TRGM1.rvt | TRGM1 - STRUCTURAL DESIGN | FALSE | Structural Load¦kPA | Str_FloorLoad_kPA | FALSE |  | +Zlb3FQYGa4a2jpeuk52YjB2c0A0Fkwe/i03TzRhqmw= | C:\Temp\vw\test data\ppmd_templates_TRGM1.rvt | 3
ppmd_templates_TRGM1.rvt | TRGM1 - STRUCTURAL DESIGN | FALSE | Notes | Str_Notes | TRUE | 509b36e6-cf53-4158-b357-61e3cedd6faa | +Zlb3FQYGa4a2jpeuk52YjB2c0A0Fkwe/i03TzRhqmw= | C:\Temp\vw\test data\ppmd_templates_TRGM1.rvt
ppmd_templates_TRPE1.rvt | TLTU1 - EQUIPMENT SCHEDULE | TRUE | JSN | JSN | TRUE | 8632cd76-2ab9-457d-8db7-39197de446a2 | lp4J+DXy9LO871lj/nK0eHwtWd3mb8BoCT/J3zuZ6BE= | C:\Temp\vw\test data\ppmd_templates_TRPE1.rvt | A1066¦A4995¦A5075¦A5080¦A5090¦A5109¦A5145¦A5202¦F2010¦P3000¦P9050
ppmd_templates_TRPE1.rvt | TLTU1 - EQUIPMENT SCHEDULE | TRUE | Nomenclature | Nomenclature | TRUE | f004b755-1952-4a21-a1c1-98f41ef6a86c | lp4J+DXy9LO871lj/nK0eHwtWd3mb8BoCT/J3zuZ6BE= | C:\Temp\vw\test data\ppmd_templates_TRPE1.rvt | Mirror, Float Glass, With SS Frame¦Table, Diaper Changing, Wall Mounted¦Dispenser, Soap, Disposable¦Dispenser, Paper Towel, SS, Surface Mounted¦Disposal, Sanitary Napkin, SS, Surface Mounted¦Grab Bar, 1-1/4" Dia., SS, 2 Wall, W/C Accessible¦Hook, Garment, Double, SS, Surface Mounted¦Dispenser,Toilet Paper w/Utility Shelf, SS, 2-Roll¦Basket, Wastepaper, Step-On¦Lavatory, Vitreous China, Straight Back¦Toilet, Wall Hung, Siphon Jet
ppmd_templates_TRPE1.rvt | TLTU1 - EQUIPMENT SCHEDULE | TRUE | Qty | Count | FALSE |  | lp4J+DXy9LO871lj/nK0eHwtWd3mb8BoCT/J3zuZ6BE= | C:\Temp\vw\test data\ppmd_templates_TRPE1.rvt | 1¦1¦1¦1¦1¦2¦1¦1¦1¦1¦1
ppmd_templates_TRPE1.rvt | TLTU1 - EQUIPMENT SCHEDULE | TRUE | LF | Comments | FALSE |  | lp4J+DXy9LO871lj/nK0eHwtWd3mb8BoCT/J3zuZ6BE= | C:\Temp\vw\test data\ppmd_templates_TRPE1.rvt
ppmd_templates_TRPE1.rvt | TLTU1 - EQUIPMENT SCHEDULE | TRUE | Logistics¦AR | CAT_Army | TRUE | fa0e0053-bcc4-42e8-881f-6a4690f994c9 | lp4J+DXy9LO871lj/nK0eHwtWd3mb8BoCT/J3zuZ6BE= | C:\Temp\vw\test data\ppmd_templates_TRPE1.rvt | A¦A¦C¦A¦A¦A¦A¦A¦C¦A¦A
ppmd_templates_TRPE1.rvt | TLTU1 - EQUIPMENT SCHEDULE | TRUE | Logistics¦NA | CAT_Navy | TRUE | 183e77a6-b75d-41a5-8f81-f6abfee236ec | lp4J+DXy9LO871lj/nK0eHwtWd3mb8BoCT/J3zuZ6BE= | C:\Temp\vw\test data\ppmd_templates_TRPE1.rvt | A¦A¦C¦A¦A¦A¦A¦A¦C¦A¦A
ppmd_templates_TRPE1.rvt | TLTU1 - EQUIPMENT SCHEDULE | TRUE | Logistics¦AF | CAT_AF | TRUE | 053816d3-2f83-4e72-9b30-0a25ff75573f | lp4J+DXy9LO871lj/nK0eHwtWd3mb8BoCT/J3zuZ6BE= | C:\Temp\vw\test data\ppmd_templates_TRPE1.rvt | A¦A¦C¦A¦A¦A¦A¦A¦C¦A¦A
ppmd_templates_TRPE1.rvt | TLTU1 - EQUIPMENT SCHEDULE | TRUE | Logistics¦VA | CAT_VA | TRUE | abab06e0-bc20-4958-a9a7-acf73c376614 | lp4J+DXy9LO871lj/nK0eHwtWd3mb8BoCT/J3zuZ6BE= | C:\Temp\vw\test data\ppmd_templates_TRPE1.rvt | A¦A¦C¦A¦A¦A¦A¦A¦C¦A¦A
ppmd_templates_TRPE1.rvt | TLTU1 - EQUIPMENT SCHEDULE | TRUE | Utilities¦1 | UTIL_1_WaterDrain | TRUE | 594b780e-c62e-473b-9f66-4d3db2fa1b7f | lp4J+DXy9LO871lj/nK0eHwtWd3mb8BoCT/J3zuZ6BE= | C:\Temp\vw\test data\ppmd_templates_TRPE1.rvt | -¦-¦-¦-¦-¦-¦-¦-¦-¦D¦B
ppmd_templates_TRPE1.rvt | TLTU1 - EQUIPMENT SCHEDULE | TRUE | Utilities¦2 | UTIL_2_Elec | TRUE | 28082216-138e-4a2f-9824-e96dbd7e3cd0 | lp4J+DXy9LO871lj/nK0eHwtWd3mb8BoCT/J3zuZ6BE= | C:\Temp\vw\test data\ppmd_templates_TRPE1.rvt | -¦-¦-¦-¦-¦-¦-¦-¦-¦-¦-
ppmd_templates_TRPE1.rvt | TLTU1 - EQUIPMENT SCHEDULE | TRUE | Utilities¦3 | UTIL_3_MedGas | TRUE | 22af1ef2-54f0-4b6e-b40a-7064dfb8769c | lp4J+DXy9LO871lj/nK0eHwtWd3mb8BoCT/J3zuZ6BE= | C:\Temp\vw\test data\ppmd_templates_TRPE1.rvt | -¦-¦-¦-¦-¦-¦-¦-¦-¦-¦-
ppmd_templates_TRPE1.rvt | TLTU1 - EQUIPMENT SCHEDULE | TRUE | Utilities¦4 | UTIL_4_MiscGas | TRUE | 745b8c3e-fd4a-4430-994a-d25826e1e484 | lp4J+DXy9LO871lj/nK0eHwtWd3mb8BoCT/J3zuZ6BE= | C:\Temp\vw\test data\ppmd_templates_TRPE1.rvt | -¦-¦-¦-¦-¦-¦-¦-¦-¦-¦-
ppmd_templates_TRPE1.rvt | TLTU1 - EQUIPMENT SCHEDULE | TRUE | Utilities¦5 | UTIL_5_NonMedGas | TRUE | 323edf97-d058-44ef-a0fb-1836c80554d8 | lp4J+DXy9LO871lj/nK0eHwtWd3mb8BoCT/J3zuZ6BE= | C:\Temp\vw\test data\ppmd_templates_TRPE1.rvt | -¦-¦-¦-¦-¦-¦-¦-¦-¦-¦-
ppmd_templates_TRPE1.rvt | TLTU1 - EQUIPMENT SCHEDULE | TRUE | Utilities¦6 | UTIL_6_Misc | TRUE | 38083e2d-8ba3-4868-9752-742b7a4a9586 | lp4J+DXy9LO871lj/nK0eHwtWd3mb8BoCT/J3zuZ6BE= | C:\Temp\vw\test data\ppmd_templates_TRPE1.rvt | -¦-¦-¦-¦-¦-¦-¦-¦-¦-¦-
ppmd_templates_TRPE1.rvt | TLTU1 - INTERIOR DESIGN | FALSE | Floor Finish¦Preferred | Floor Finish | FALSE |  | lp4J+DXy9LO871lj/nK0eHwtWd3mb8BoCT/J3zuZ6BE= | C:\Temp\vw\test data\ppmd_templates_TRPE1.rvt | CT
ppmd_templates_TRPE1.rvt | TLTU1 - INTERIOR DESIGN | FALSE | Floor Finish¦Alternate | Floor Finish2 | TRUE | 4030719d-a272-441a-8bfa-d5eb510a1687 | lp4J+DXy9LO871lj/nK0eHwtWd3mb8BoCT/J3zuZ6BE= | C:\Temp\vw\test data\ppmd_templates_TRPE1.rvt | SP
ppmd_templates_TRPE1.rvt | TLTU1 - INTERIOR DESIGN | FALSE | Wall Finish¦Preferred | Wall Finish | FALSE |  | lp4J+DXy9LO871lj/nK0eHwtWd3mb8BoCT/J3zuZ6BE= | C:\Temp\vw\test data\ppmd_templates_TRPE1.rvt | GPT
ppmd_templates_TRPE1.rvt | TLTU1 - INTERIOR DESIGN | FALSE | Wall Finish¦Alternate | Wall Finish2 | TRUE | 5a49d499-57b3-4e1f-afc0-4c041c862be1 | lp4J+DXy9LO871lj/nK0eHwtWd3mb8BoCT/J3zuZ6BE= | C:\Temp\vw\test data\ppmd_templates_TRPE1.rvt | CT
ppmd_templates_TRPE1.rvt | TLTU1 - INTERIOR DESIGN | FALSE | Ceiling Finish¦Preferred | Ceiling Finish | FALSE |  | lp4J+DXy9LO871lj/nK0eHwtWd3mb8BoCT/J3zuZ6BE= | C:\Temp\vw\test data\ppmd_templates_TRPE1.rvt | GPT
ppmd_templates_TRPE1.rvt | TLTU1 - INTERIOR DESIGN | FALSE | Ceiling Finish¦Alternate | Ceiling Finish2 | TRUE | acb31fd1-378b-4329-97b0-400ae39b5bc4 | lp4J+DXy9LO871lj/nK0eHwtWd3mb8BoCT/J3zuZ6BE= | C:\Temp\vw\test data\ppmd_templates_TRPE1.rvt | AT1
ppmd_templates_TRPE1.rvt | TLTU1 - INTERIOR DESIGN | FALSE | Room Height¦ft - in | Ceiling_Hgt_IP | TRUE | 9f14ca4f-2465-4385-a17c-7aa549f64c09 | lp4J+DXy9LO871lj/nK0eHwtWd3mb8BoCT/J3zuZ6BE= | C:\Temp\vw\test data\ppmd_templates_TRPE1.rvt | 8' - 0"
ppmd_templates_TRPE1.rvt | TLTU1 - INTERIOR DESIGN | FALSE | Room Noise¦Min NC | Noise_NC_MIN | TRUE | 8c49df6c-7d6b-49fd-9459-f57d0921d704 | lp4J+DXy9LO871lj/nK0eHwtWd3mb8BoCT/J3zuZ6BE= | C:\Temp\vw\test data\ppmd_templates_TRPE1.rvt | 30
ppmd_templates_TRPE1.rvt | TLTU1 - INTERIOR DESIGN | FALSE | Room Noise¦Max NC | Noise_NC_MAX | TRUE | 629b571a-1c14-443c-b8e8-1130b5edb513 | lp4J+DXy9LO871lj/nK0eHwtWd3mb8BoCT/J3zuZ6BE= | C:\Temp\vw\test data\ppmd_templates_TRPE1.rvt | 40
ppmd_templates_TRPE1.rvt | TLTU1 - INTERIOR DESIGN | FALSE | Room Noise¦SC | Noise_SC | TRUE | 44bf9cd1-070a-432c-87d9-26a3211cfe07 | lp4J+DXy9LO871lj/nK0eHwtWd3mb8BoCT/J3zuZ6BE= | C:\Temp\vw\test data\ppmd_templates_TRPE1.rvt | 45
ppmd_templates_TRPE1.rvt | TRPE1 - DATA/TELEPHONE EQUIPMENT | FALSE | JSN | JSN | TRUE | 8632cd76-2ab9-457d-8db7-39197de446a2 | lp4J+DXy9LO871lj/nK0eHwtWd3mb8BoCT/J3zuZ6BE= | C:\Temp\vw\test data\ppmd_templates_TRPE1.rvt
ppmd_templates_TRPE1.rvt | TRPE1 - DATA/TELEPHONE EQUIPMENT | FALSE | Nomenclature | Nomenclature | TRUE | f004b755-1952-4a21-a1c1-98f41ef6a86c | lp4J+DXy9LO871lj/nK0eHwtWd3mb8BoCT/J3zuZ6BE= | C:\Temp\vw\test data\ppmd_templates_TRPE1.rvt
ppmd_templates_TRPE1.rvt | TRPE1 - DATA/TELEPHONE EQUIPMENT | FALSE | Qty | Count | FALSE |  | lp4J+DXy9LO871lj/nK0eHwtWd3mb8BoCT/J3zuZ6BE= | C:\Temp\vw\test data\ppmd_templates_TRPE1.rvt
ppmd_templates_TRPE1.rvt | TRPE1 - DATA/TELEPHONE EQUIPMENT | FALSE | Logistics¦AR | CAT_Army | TRUE | fa0e0053-bcc4-42e8-881f-6a4690f994c9 | lp4J+DXy9LO871lj/nK0eHwtWd3mb8BoCT/J3zuZ6BE= | C:\Temp\vw\test data\ppmd_templates_TRPE1.rvt
ppmd_templates_TRPE1.rvt | TRPE1 - DATA/TELEPHONE EQUIPMENT | FALSE | Logistics¦NA | CAT_Navy | TRUE | 183e77a6-b75d-41a5-8f81-f6abfee236ec | lp4J+DXy9LO871lj/nK0eHwtWd3mb8BoCT/J3zuZ6BE= | C:\Temp\vw\test data\ppmd_templates_TRPE1.rvt
ppmd_templates_TRPE1.rvt | TRPE1 - DATA/TELEPHONE EQUIPMENT | FALSE | Logistics¦AF | CAT_AF | TRUE | 053816d3-2f83-4e72-9b30-0a25ff75573f | lp4J+DXy9LO871lj/nK0eHwtWd3mb8BoCT/J3zuZ6BE= | C:\Temp\vw\test data\ppmd_templates_TRPE1.rvt
ppmd_templates_TRPE1.rvt | TRPE1 - DATA/TELEPHONE EQUIPMENT | FALSE | Logistics¦VA | CAT_VA | TRUE | abab06e0-bc20-4958-a9a7-acf73c376614 | lp4J+DXy9LO871lj/nK0eHwtWd3mb8BoCT/J3zuZ6BE= | C:\Temp\vw\test data\ppmd_templates_TRPE1.rvt
ppmd_templates_TRPE1.rvt | TRPE1 - ELECTRICAL DESIGN | FALSE | Lighting¦LUX1 | Light_Level_LUX | TRUE | fc853981-f613-4f05-81bd-e48fb947424b | lp4J+DXy9LO871lj/nK0eHwtWd3mb8BoCT/J3zuZ6BE= | C:\Temp\vw\test data\ppmd_templates_TRPE1.rvt
ppmd_templates_TRPE1.rvt | TRPE1 - ELECTRICAL DESIGN | FALSE | Lighting¦Footcandles1 | Light_Level_FC | FALSE |  | lp4J+DXy9LO871lj/nK0eHwtWd3mb8BoCT/J3zuZ6BE= | C:\Temp\vw\test data\ppmd_templates_TRPE1.rvt
ppmd_templates_TRPE1.rvt | TRPE1 - ELECTRICAL DESIGN | FALSE | Lighting¦LUX2 | Light_Level_LUX2 | TRUE | 172f1cff-58cc-41cd-b888-0e7a81d2bf40 | lp4J+DXy9LO871lj/nK0eHwtWd3mb8BoCT/J3zuZ6BE= | C:\Temp\vw\test data\ppmd_templates_TRPE1.rvt
ppmd_templates_TRPE1.rvt | TRPE1 - ELECTRICAL DESIGN | FALSE | Lighting¦Footcandles2 | Light_Level_FC2 | FALSE |  | lp4J+DXy9LO871lj/nK0eHwtWd3mb8BoCT/J3zuZ6BE= | C:\Temp\vw\test data\ppmd_templates_TRPE1.rvt
ppmd_templates_TRPE1.rvt | TRPE1 - ELECTRICAL DESIGN | FALSE | Lighting¦Notes | Light_Notes | TRUE | a36245ac-ea57-45c2-bac5-bed4d04a4f78 | lp4J+DXy9LO871lj/nK0eHwtWd3mb8BoCT/J3zuZ6BE= | C:\Temp\vw\test data\ppmd_templates_TRPE1.rvt
ppmd_templates_TRPE1.rvt | TRPE1 - ELECTRICAL DESIGN | FALSE | Lighting¦Notes2 | Light_Notes2 | TRUE | 6d0b4891-ce4c-45f8-9560-387866098a10 | lp4J+DXy9LO871lj/nK0eHwtWd3mb8BoCT/J3zuZ6BE= | C:\Temp\vw\test data\ppmd_templates_TRPE1.rvt
ppmd_templates_TRPE1.rvt | TRPE1 - ELECTRICAL DESIGN | FALSE | Essential Power¦% Power | ES_Power% | TRUE | 7cbfe71a-865f-4cf4-b400-c67e3939439b | lp4J+DXy9LO871lj/nK0eHwtWd3mb8BoCT/J3zuZ6BE= | C:\Temp\vw\test data\ppmd_templates_TRPE1.rvt
ppmd_templates_TRPE1.rvt | TRPE1 - ELECTRICAL DESIGN | FALSE | Essential Power¦% Light | ES_Light% | TRUE | af00a8bb-40cb-434a-a7e5-b4140f3c844f | lp4J+DXy9LO871lj/nK0eHwtWd3mb8BoCT/J3zuZ6BE= | C:\Temp\vw\test data\ppmd_templates_TRPE1.rvt
ppmd_templates_TRPE1.rvt | TRPE1 - ELECTRICAL DESIGN | FALSE | Essential Power¦Notes | ES_Notes | TRUE | 0c3ae867-1060-40b5-bb68-261d16a167a0 | lp4J+DXy9LO871lj/nK0eHwtWd3mb8BoCT/J3zuZ6BE= | C:\Temp\vw\test data\ppmd_templates_TRPE1.rvt
ppmd_templates_TRPE1.rvt | TRPE1 - EQUIPMENT SCHEDULE | TRUE | JSN | JSN | TRUE | 8632cd76-2ab9-457d-8db7-39197de446a2 | lp4J+DXy9LO871lj/nK0eHwtWd3mb8BoCT/J3zuZ6BE= | C:\Temp\vw\test data\ppmd_templates_TRPE1.rvt | A1132¦A5075¦A5080¦A5106¦A5180¦C0040¦CS150¦CT020¦E0930¦E0945¦E0954¦F0340¦F0355¦F2010¦F3200¦K1910¦M0750¦M0755¦M0765¦M1620¦M1801¦M3072¦M3160¦M4116¦M4255¦M4266¦M7905¦M8545¦M8606¦M8810¦M8900¦M8905¦M9065¦X4110
ppmd_templates_TRPE1.rvt | TRPE1 - EQUIPMENT SCHEDULE | TRUE | Nomenclature | Nomenclature | TRUE | f004b755-1952-4a21-a1c1-98f41ef6a86c | lp4J+DXy9LO871lj/nK0eHwtWd3mb8BoCT/J3zuZ6BE= | C:\Temp\vw\test data\ppmd_templates_TRPE1.rvt | Rail, Accessory Mounting, Length As Required¦Dispenser, Soap, Disposable¦Dispenser, Paper Towel, SS, Surface Mounted¦Waste Disposal Unit, Sharps w/Glove Dispenser¦Track, Cubicle, Surface Mounted, With Curtain¦Rail, Apron, 4x54x1¦Sink, SS, Single Compartment, 10x19x16 ID¦Countertop, Solid Surface¦Locker, Supply, 6 Drawers, Mobile, 29"W x 20"D¦Mobile, Workstation¦Cart, Emergency, Mobile, 66"H x 52"W x 22"D¦Stool, Self Adjusting¦Footstool, Straight¦Basket, Wastepaper, Step-On¦Clock, Battery, 12" Diameter¦Table, Work, Stainless Steel¦Flowmeter, Air, Connect w/50 PSI Supply¦Flowmeter, Oxygen, Low Flow¦Regulator, Vacuum¦Holder, Chart, Patient, Wall or Door Mounted¦Computer, Microprocessing, w/Flat Panel Monitor¦Frame, Infectious Waste Bag w/Lid¦Cabinet, Storage, Hanging Scopes¦Monitor, Vital Signs¦Stand, IV, Adjustable¦Pump, Volumetric, Infusion, Multiple Line¦Oximeter, Pulse¦Sigmoidoscope, Fiberoptic, Therapeutic¦Endoscopy Cart, Fiberoptic, w/Video Accessories¦Stand, Mayo¦Carriage, Pail, CRS, Without Pail¦Pail, Utility, CRS, Without Carriage¦Table, Examination, Proctology, Electro/Hydraulic¦Console, PACS, Remote View, 512 X 512, 1 Monitor
ppmd_templates_TRPE1.rvt | TRPE1 - EQUIPMENT SCHEDULE | TRUE | Qty | Count | FALSE |  | lp4J+DXy9LO871lj/nK0eHwtWd3mb8BoCT/J3zuZ6BE= | C:\Temp\vw\test data\ppmd_templates_TRPE1.rvt | 1¦1¦1¦1¦1¦2¦1¦1¦1¦1¦1¦1¦1¦1¦1¦1¦1¦1¦2¦1¦1¦1¦1¦1¦1¦1¦1¦1¦1¦1¦1¦1¦1¦1
ppmd_templates_TRPE1.rvt | TRPE1 - EQUIPMENT SCHEDULE | TRUE | LF | Comments | FALSE |  | lp4J+DXy9LO871lj/nK0eHwtWd3mb8BoCT/J3zuZ6BE= | C:\Temp\vw\test data\ppmd_templates_TRPE1.rvt | 2'-6"¦¦¦¦15'-0"¦¦¦4'-6"
ppmd_templates_TRPE1.rvt | TRPE1 - EQUIPMENT SCHEDULE | TRUE | Logistics¦AR | CAT_Army | TRUE | fa0e0053-bcc4-42e8-881f-6a4690f994c9 | lp4J+DXy9LO871lj/nK0eHwtWd3mb8BoCT/J3zuZ6BE= | C:\Temp\vw\test data\ppmd_templates_TRPE1.rvt | C¦C¦A¦C¦A¦A¦A¦A¦C¦C¦C¦C¦C¦C¦C¦A¦C¦C¦C¦A¦C¦C¦C¦C¦C¦C¦C¦C¦C¦C¦C¦C¦C¦C
ppmd_templates_TRPE1.rvt | TRPE1 - EQUIPMENT SCHEDULE | TRUE | Logistics¦NA | CAT_Navy | TRUE | 183e77a6-b75d-41a5-8f81-f6abfee236ec | lp4J+DXy9LO871lj/nK0eHwtWd3mb8BoCT/J3zuZ6BE= | C:\Temp\vw\test data\ppmd_templates_TRPE1.rvt | C¦C¦A¦A¦A¦A¦A¦A¦C¦C¦C¦C¦C¦C¦C¦A¦C¦C¦C¦A¦C¦C¦C¦C¦C¦C¦C¦C¦C¦C¦C¦C¦C¦C
ppmd_templates_TRPE1.rvt | TRPE1 - EQUIPMENT SCHEDULE | TRUE | Logistics¦AF | CAT_AF | TRUE | 053816d3-2f83-4e72-9b30-0a25ff75573f | lp4J+DXy9LO871lj/nK0eHwtWd3mb8BoCT/J3zuZ6BE= | C:\Temp\vw\test data\ppmd_templates_TRPE1.rvt | C¦C¦A¦C¦A¦A¦A¦A¦C¦C¦C¦C¦C¦C¦C¦A¦C¦C¦C¦A¦C¦C¦C¦C¦C¦C¦C¦C¦C¦C¦C¦C¦C¦C
ppmd_templates_TRPE1.rvt | TRPE1 - EQUIPMENT SCHEDULE | TRUE | Logistics¦VA | CAT_VA | TRUE | abab06e0-bc20-4958-a9a7-acf73c376614 | lp4J+DXy9LO871lj/nK0eHwtWd3mb8BoCT/J3zuZ6BE= | C:\Temp\vw\test data\ppmd_templates_TRPE1.rvt | C¦C¦A¦C¦A¦A¦A¦A¦C¦C¦C¦C¦C¦C¦C¦A¦C¦C¦C¦A¦C¦C¦C¦C¦C¦C¦C¦C¦C¦C¦C¦C¦C¦C
ppmd_templates_TRPE1.rvt | TRPE1 - EQUIPMENT SCHEDULE | TRUE | Utilities¦1 | UTIL_1_WaterDrain | TRUE | 594b780e-c62e-473b-9f66-4d3db2fa1b7f | lp4J+DXy9LO871lj/nK0eHwtWd3mb8BoCT/J3zuZ6BE= | C:\Temp\vw\test data\ppmd_templates_TRPE1.rvt | -¦-¦-¦-¦-¦-¦D¦-¦-¦-¦-¦-¦-¦-¦-¦-¦-¦-¦-¦-¦-¦-¦-¦-¦-¦-¦-¦-¦-¦-¦-¦-¦-¦-
ppmd_templates_TRPE1.rvt | TRPE1 - EQUIPMENT SCHEDULE | TRUE | Utilities¦2 | UTIL_2_Elec | TRUE | 28082216-138e-4a2f-9824-e96dbd7e3cd0 | lp4J+DXy9LO871lj/nK0eHwtWd3mb8BoCT/J3zuZ6BE= | C:\Temp\vw\test data\ppmd_templates_TRPE1.rvt | -¦-¦-¦-¦-¦-¦-¦-¦-¦-¦-¦-¦-¦-¦-¦-¦-¦-¦-¦-¦A¦-¦-¦A¦-¦A¦A¦-¦A¦-¦-¦-¦A¦B
ppmd_templates_TRPE1.rvt | TRPE1 - EQUIPMENT SCHEDULE | TRUE | Utilities¦3 | UTIL_3_MedGas | TRUE | 22af1ef2-54f0-4b6e-b40a-7064dfb8769c | lp4J+DXy9LO871lj/nK0eHwtWd3mb8BoCT/J3zuZ6BE= | C:\Temp\vw\test data\ppmd_templates_TRPE1.rvt | -¦-¦-¦-¦-¦-¦-¦-¦-¦-¦-¦-¦-¦-¦-¦-¦K¦A¦B¦-¦-¦-¦-¦-¦-¦-¦-¦-¦-¦-¦-¦-¦-¦-
ppmd_templates_TRPE1.rvt | TRPE1 - EQUIPMENT SCHEDULE | TRUE | Utilities¦4 | UTIL_4_MiscGas | TRUE | 745b8c3e-fd4a-4430-994a-d25826e1e484 | lp4J+DXy9LO871lj/nK0eHwtWd3mb8BoCT/J3zuZ6BE= | C:\Temp\vw\test data\ppmd_templates_TRPE1.rvt | -¦-¦-¦-¦-¦-¦-¦-¦-¦-¦-¦-¦-¦-¦-¦-¦-¦-¦-¦-¦-¦-¦-¦-¦-¦-¦-¦-¦E¦-¦-¦-¦-¦-
ppmd_templates_TRPE1.rvt | TRPE1 - EQUIPMENT SCHEDULE | TRUE | Utilities¦5 | UTIL_5_NonMedGas | TRUE | 323edf97-d058-44ef-a0fb-1836c80554d8 | lp4J+DXy9LO871lj/nK0eHwtWd3mb8BoCT/J3zuZ6BE= | C:\Temp\vw\test data\ppmd_templates_TRPE1.rvt | -¦-¦-¦-¦-¦-¦-¦-¦-¦-¦-¦-¦-¦-¦-¦-¦-¦-¦-¦-¦-¦-¦-¦-¦-¦-¦-¦-¦-¦-¦-¦-¦-¦-
ppmd_templates_TRPE1.rvt | TRPE1 - EQUIPMENT SCHEDULE | TRUE | Utilities¦6 | UTIL_6_Misc | TRUE | 38083e2d-8ba3-4868-9752-742b7a4a9586 | lp4J+DXy9LO871lj/nK0eHwtWd3mb8BoCT/J3zuZ6BE= | C:\Temp\vw\test data\ppmd_templates_TRPE1.rvt | -¦-¦-¦-¦-¦-¦-¦-¦-¦-¦-¦-¦-¦-¦-¦-¦-¦-¦-¦-¦-¦-¦-¦-¦-¦-¦-¦-¦-¦-¦-¦-¦-¦-
ppmd_templates_TRPE1.rvt | TRPE1 - INTERIOR DESIGN | FALSE | Floor Finish¦Preferred | Floor Finish | FALSE |  | lp4J+DXy9LO871lj/nK0eHwtWd3mb8BoCT/J3zuZ6BE= | C:\Temp\vw\test data\ppmd_templates_TRPE1.rvt | US
ppmd_templates_TRPE1.rvt | TRPE1 - INTERIOR DESIGN | FALSE | Floor Finish¦Alternate | Floor Finish2 | TRUE | 4030719d-a272-441a-8bfa-d5eb510a1687 | lp4J+DXy9LO871lj/nK0eHwtWd3mb8BoCT/J3zuZ6BE= | C:\Temp\vw\test data\ppmd_templates_TRPE1.rvt
ppmd_templates_TRPE1.rvt | TRPE1 - INTERIOR DESIGN | FALSE | Wall Finish¦Preferred | Wall Finish | FALSE |  | lp4J+DXy9LO871lj/nK0eHwtWd3mb8BoCT/J3zuZ6BE= | C:\Temp\vw\test data\ppmd_templates_TRPE1.rvt | GLG
ppmd_templates_TRPE1.rvt | TRPE1 - INTERIOR DESIGN | FALSE | Wall Finish¦Alternate | Wall Finish2 | TRUE | 5a49d499-57b3-4e1f-afc0-4c041c862be1 | lp4J+DXy9LO871lj/nK0eHwtWd3mb8BoCT/J3zuZ6BE= | C:\Temp\vw\test data\ppmd_templates_TRPE1.rvt
ppmd_templates_TRPE1.rvt | TRPE1 - INTERIOR DESIGN | FALSE | Ceiling Finish¦Preferred | Ceiling Finish | FALSE |  | lp4J+DXy9LO871lj/nK0eHwtWd3mb8BoCT/J3zuZ6BE= | C:\Temp\vw\test data\ppmd_templates_TRPE1.rvt | GLG
ppmd_templates_TRPE1.rvt | TRPE1 - INTERIOR DESIGN | FALSE | Ceiling Finish¦Alternate | Ceiling Finish2 | TRUE | acb31fd1-378b-4329-97b0-400ae39b5bc4 | lp4J+DXy9LO871lj/nK0eHwtWd3mb8BoCT/J3zuZ6BE= | C:\Temp\vw\test data\ppmd_templates_TRPE1.rvt
ppmd_templates_TRPE1.rvt | TRPE1 - INTERIOR DESIGN | FALSE | Room Height¦ft - in | Ceiling_Hgt_IP | TRUE | 9f14ca4f-2465-4385-a17c-7aa549f64c09 | lp4J+DXy9LO871lj/nK0eHwtWd3mb8BoCT/J3zuZ6BE= | C:\Temp\vw\test data\ppmd_templates_TRPE1.rvt | 9' - 0"
ppmd_templates_TRPE1.rvt | TRPE1 - INTERIOR DESIGN | FALSE | Room Noise¦Min NC | Noise_NC_MIN | TRUE | 8c49df6c-7d6b-49fd-9459-f57d0921d704 | lp4J+DXy9LO871lj/nK0eHwtWd3mb8BoCT/J3zuZ6BE= | C:\Temp\vw\test data\ppmd_templates_TRPE1.rvt | 30
ppmd_templates_TRPE1.rvt | TRPE1 - INTERIOR DESIGN | FALSE | Room Noise¦Max NC | Noise_NC_MAX | TRUE | 629b571a-1c14-443c-b8e8-1130b5edb513 | lp4J+DXy9LO871lj/nK0eHwtWd3mb8BoCT/J3zuZ6BE= | C:\Temp\vw\test data\ppmd_templates_TRPE1.rvt | 40
ppmd_templates_TRPE1.rvt | TRPE1 - INTERIOR DESIGN | FALSE | Room Noise¦SC | Noise_SC | TRUE | 44bf9cd1-070a-432c-87d9-26a3211cfe07 | lp4J+DXy9LO871lj/nK0eHwtWd3mb8BoCT/J3zuZ6BE= | C:\Temp\vw\test data\ppmd_templates_TRPE1.rvt | 50
ppmd_templates_TRPE1.rvt | TRPE1 - MECHANICAL DESIGN | FALSE | Air Balance | Air_Balance | TRUE | 587b3cf9-4450-4d95-b8ef-0e93665dbd91 | lp4J+DXy9LO871lj/nK0eHwtWd3mb8BoCT/J3zuZ6BE= | C:\Temp\vw\test data\ppmd_templates_TRPE1.rvt | -
ppmd_templates_TRPE1.rvt | TRPE1 - MECHANICAL DESIGN | FALSE | Air Changes Total | Air_Changes_Total | TRUE | 3988d7f3-0f28-4410-866c-5bc65e1d842a | lp4J+DXy9LO871lj/nK0eHwtWd3mb8BoCT/J3zuZ6BE= | C:\Temp\vw\test data\ppmd_templates_TRPE1.rvt | 10
ppmd_templates_TRPE1.rvt | TRPE1 - MECHANICAL DESIGN | FALSE | Air Changes OA | Air_Changes_OA | TRUE | b7af949f-3b64-4f85-9391-d9f17dcaad1e | lp4J+DXy9LO871lj/nK0eHwtWd3mb8BoCT/J3zuZ6BE= | C:\Temp\vw\test data\ppmd_templates_TRPE1.rvt | 2
ppmd_templates_TRPE1.rvt | TRPE1 - MECHANICAL DESIGN | FALSE | 100% Exhaust Air | Exhaust_Air_100% | TRUE | 62b97784-583b-47d5-90a3-a90bbb961b6e | lp4J+DXy9LO871lj/nK0eHwtWd3mb8BoCT/J3zuZ6BE= | C:\Temp\vw\test data\ppmd_templates_TRPE1.rvt | Y
ppmd_templates_TRPE1.rvt | TRPE1 - MECHANICAL DESIGN | FALSE | Summer Temp¦F | Temp_Summer_F | TRUE | 1cbf6964-bd0f-4852-b367-ef4828e2e2cc | lp4J+DXy9LO871lj/nK0eHwtWd3mb8BoCT/J3zuZ6BE= | C:\Temp\vw\test data\ppmd_templates_TRPE1.rvt
ppmd_templates_TRPE1.rvt | TRPE1 - MECHANICAL DESIGN | FALSE | Summer Temp¦C | Temp_Summer_C | FALSE |  | lp4J+DXy9LO871lj/nK0eHwtWd3mb8BoCT/J3zuZ6BE= | C:\Temp\vw\test data\ppmd_templates_TRPE1.rvt
ppmd_templates_TRPE1.rvt | TRPE1 - MECHANICAL DESIGN | FALSE | Summer Temp¦Note | Temp_Summer_Note | TRUE | 6248fa3c-bb43-4e1c-91bb-60e102e573b7 | lp4J+DXy9LO871lj/nK0eHwtWd3mb8BoCT/J3zuZ6BE= | C:\Temp\vw\test data\ppmd_templates_TRPE1.rvt
ppmd_templates_TRPE1.rvt | TRPE1 - MECHANICAL DESIGN | FALSE | Winter Temp¦F | Temp_Winter_F | TRUE | b4f9888f-41ad-47ef-a6af-145b3de732c9 | lp4J+DXy9LO871lj/nK0eHwtWd3mb8BoCT/J3zuZ6BE= | C:\Temp\vw\test data\ppmd_templates_TRPE1.rvt | 73
ppmd_templates_TRPE1.rvt | TRPE1 - MECHANICAL DESIGN | FALSE | Winter Temp¦C | Temp_Winter_C | FALSE |  | lp4J+DXy9LO871lj/nK0eHwtWd3mb8BoCT/J3zuZ6BE= | C:\Temp\vw\test data\ppmd_templates_TRPE1.rvt | 23
ppmd_templates_TRPE1.rvt | TRPE1 - MECHANICAL DESIGN | FALSE | Winter Temp¦Note | Temp_Winter_Note | TRUE | aacd83fc-f530-464e-b089-01667d3c52cd | lp4J+DXy9LO871lj/nK0eHwtWd3mb8BoCT/J3zuZ6BE= | C:\Temp\vw\test data\ppmd_templates_TRPE1.rvt
ppmd_templates_TRPE1.rvt | TRPE1 - MECHANICAL DESIGN | FALSE | Max Relative Humidity | Relative_Humidity | TRUE | 36ead6c1-4384-4a65-8654-06a60aef94cb | lp4J+DXy9LO871lj/nK0eHwtWd3mb8BoCT/J3zuZ6BE= | C:\Temp\vw\test data\ppmd_templates_TRPE1.rvt | S
ppmd_templates_TRPE1.rvt | TRPE1 - MECHANICAL DESIGN | FALSE | Filtration¦Interm % | Filtration_Inter_% | TRUE | 4f03ad65-f905-419e-a0cf-8f58fe921fbc | lp4J+DXy9LO871lj/nK0eHwtWd3mb8BoCT/J3zuZ6BE= | C:\Temp\vw\test data\ppmd_templates_TRPE1.rvt | 14
ppmd_templates_TRPE1.rvt | TRPE1 - MECHANICAL DESIGN | FALSE | Filtration¦Final % | Filtration_Final_% | TRUE | cc736e5f-46f5-476a-8d0a-ceb32d8d4e5a | lp4J+DXy9LO871lj/nK0eHwtWd3mb8BoCT/J3zuZ6BE= | C:\Temp\vw\test data\ppmd_templates_TRPE1.rvt | -
ppmd_templates_TRPE1.rvt | TRPE1 - MECHANICAL DESIGN | FALSE | Notes | Mech_Notes | TRUE | a32df790-0ab9-4c4a-b19c-511c2eef6d56 | lp4J+DXy9LO871lj/nK0eHwtWd3mb8BoCT/J3zuZ6BE= | C:\Temp\vw\test data\ppmd_templates_TRPE1.rvt | -
ppmd_templates_TRPE1.rvt | TRPE1 - MEDICAL GAS DESIGN | FALSE | MCA | MedGas_MCA | TRUE | 3b23ea7f-b9f1-4749-8a2b-eb6a4fab4cdc | lp4J+DXy9LO871lj/nK0eHwtWd3mb8BoCT/J3zuZ6BE= | C:\Temp\vw\test data\ppmd_templates_TRPE1.rvt | 1
ppmd_templates_TRPE1.rvt | TRPE1 - MEDICAL GAS DESIGN | FALSE | DCA | MedGas_DCA | TRUE | 20dc9c73-7465-4e8a-8300-4a8b5a46a91c | lp4J+DXy9LO871lj/nK0eHwtWd3mb8BoCT/J3zuZ6BE= | C:\Temp\vw\test data\ppmd_templates_TRPE1.rvt | -
ppmd_templates_TRPE1.rvt | TRPE1 - MEDICAL GAS DESIGN | FALSE | LA | MedGas_LA | TRUE | 99801083-d820-4c5f-ad07-ab168e1bbda0 | lp4J+DXy9LO871lj/nK0eHwtWd3mb8BoCT/J3zuZ6BE= | C:\Temp\vw\test data\ppmd_templates_TRPE1.rvt | -
ppmd_templates_TRPE1.rvt | TRPE1 - MEDICAL GAS DESIGN | FALSE | PA | MedGas_PA | TRUE | 55793ba6-1647-428e-86f6-5ce4153c7f2e | lp4J+DXy9LO871lj/nK0eHwtWd3mb8BoCT/J3zuZ6BE= | C:\Temp\vw\test data\ppmd_templates_TRPE1.rvt | -
ppmd_templates_TRPE1.rvt | TRPE1 - MEDICAL GAS DESIGN | FALSE | MV | MedGas_MV | TRUE | 0a0bec6d-9172-4a2c-9fb3-7616a08f677a | lp4J+DXy9LO871lj/nK0eHwtWd3mb8BoCT/J3zuZ6BE= | C:\Temp\vw\test data\ppmd_templates_TRPE1.rvt | 2
ppmd_templates_TRPE1.rvt | TRPE1 - MEDICAL GAS DESIGN | FALSE | DHV | MedGas_DHV | TRUE | 79779898-9917-494b-a027-0013b44e14f1 | lp4J+DXy9LO871lj/nK0eHwtWd3mb8BoCT/J3zuZ6BE= | C:\Temp\vw\test data\ppmd_templates_TRPE1.rvt | -
ppmd_templates_TRPE1.rvt | TRPE1 - MEDICAL GAS DESIGN | FALSE | DLV | MedGas_DLV | TRUE | bcdcef93-2e56-440a-a8f7-e9973eadba59 | lp4J+DXy9LO871lj/nK0eHwtWd3mb8BoCT/J3zuZ6BE= | C:\Temp\vw\test data\ppmd_templates_TRPE1.rvt | -
ppmd_templates_TRPE1.rvt | TRPE1 - MEDICAL GAS DESIGN | FALSE | LDE | MedGas_LDE | TRUE | cc6496eb-fa04-4455-81d4-1dfb1e6aaa52 | lp4J+DXy9LO871lj/nK0eHwtWd3mb8BoCT/J3zuZ6BE= | C:\Temp\vw\test data\ppmd_templates_TRPE1.rvt | -
ppmd_templates_TRPE1.rvt | TRPE1 - MEDICAL GAS DESIGN | FALSE | OX | MedGas_OX | TRUE | 59f6c2e0-639e-4476-adf0-a5c19b1199db | lp4J+DXy9LO871lj/nK0eHwtWd3mb8BoCT/J3zuZ6BE= | C:\Temp\vw\test data\ppmd_templates_TRPE1.rvt | 1
ppmd_templates_TRPE1.rvt | TRPE1 - MEDICAL GAS DESIGN | FALSE | NO | MedGas_NO | TRUE | 1f31b342-99ad-494b-90ce-f27b8fc04b75 | lp4J+DXy9LO871lj/nK0eHwtWd3mb8BoCT/J3zuZ6BE= | C:\Temp\vw\test data\ppmd_templates_TRPE1.rvt | -
ppmd_templates_TRPE1.rvt | TRPE1 - MEDICAL GAS DESIGN | FALSE | NI | MedGas_NI | TRUE | ea24567d-1f4e-45f9-907f-a79ef8b323b1 | lp4J+DXy9LO871lj/nK0eHwtWd3mb8BoCT/J3zuZ6BE= | C:\Temp\vw\test data\ppmd_templates_TRPE1.rvt | -
ppmd_templates_TRPE1.rvt | TRPE1 - MEDICAL GAS DESIGN | FALSE | WAGD | MedGas_WAGD | TRUE | 1aa3572e-5073-44b4-acb3-ff8739230b69 | lp4J+DXy9LO871lj/nK0eHwtWd3mb8BoCT/J3zuZ6BE= | C:\Temp\vw\test data\ppmd_templates_TRPE1.rvt | -
ppmd_templates_TRPE1.rvt | TRPE1 - MEDICAL GAS DESIGN | FALSE | Notes1 | MedGas_Notes | TRUE | 69d1283f-21ef-46f3-9ebb-e36d00ef4da3 | lp4J+DXy9LO871lj/nK0eHwtWd3mb8BoCT/J3zuZ6BE= | C:\Temp\vw\test data\ppmd_templates_TRPE1.rvt | -
ppmd_templates_TRPE1.rvt | TRPE1 - MEDICAL GAS DESIGN | FALSE | Notes2 | MedGas_Notes2 | TRUE | 867f4341-094b-4cc7-b128-8c28392e09cd | lp4J+DXy9LO871lj/nK0eHwtWd3mb8BoCT/J3zuZ6BE= | C:\Temp\vw\test data\ppmd_templates_TRPE1.rvt
ppmd_templates_TRPE1.rvt | TRPE1 - STRUCTURAL DESIGN | FALSE | Structural Load¦psf | Str_FloorLoad_psf | TRUE | 654b90c9-d71e-4bcd-9f27-a1532becca95 | lp4J+DXy9LO871lj/nK0eHwtWd3mb8BoCT/J3zuZ6BE= | C:\Temp\vw\test data\ppmd_templates_TRPE1.rvt | 60
ppmd_templates_TRPE1.rvt | TRPE1 - STRUCTURAL DESIGN | FALSE | Structural Load¦kPA | Str_FloorLoad_kPA | FALSE |  | lp4J+DXy9LO871lj/nK0eHwtWd3mb8BoCT/J3zuZ6BE= | C:\Temp\vw\test data\ppmd_templates_TRPE1.rvt | 3
ppmd_templates_TRPE1.rvt | TRPE1 - STRUCTURAL DESIGN | FALSE | Notes | Str_Notes | TRUE | 509b36e6-cf53-4158-b357-61e3cedd6faa | lp4J+DXy9LO871lj/nK0eHwtWd3mb8BoCT/J3zuZ6BE= | C:\Temp\vw\test data\ppmd_templates_TRPE1.rvt
ppmd_templates_TRPE1.rvt | TRPE1/TLTU1 - DOOR SCHEDULE | FALSE | Mark | Construction Type | FALSE |  | lp4J+DXy9LO871lj/nK0eHwtWd3mb8BoCT/J3zuZ6BE= | C:\Temp\vw\test data\ppmd_templates_TRPE1.rvt | A¦C
ppmd_templates_TRPE1.rvt | TRPE1/TLTU1 - DOOR SCHEDULE | FALSE | Type | Family | FALSE |  | lp4J+DXy9LO871lj/nK0eHwtWd3mb8BoCT/J3zuZ6BE= | C:\Temp\vw\test data\ppmd_templates_TRPE1.rvt | Single-Flush¦Single-Flush
ppmd_templates_TRPE1.rvt | TRPE1/TLTU1 - DOOR SCHEDULE | FALSE | Count | Count | FALSE |  | lp4J+DXy9LO871lj/nK0eHwtWd3mb8BoCT/J3zuZ6BE= | C:\Temp\vw\test data\ppmd_templates_TRPE1.rvt | 1¦1
ppmd_templates_TRPE1.rvt | TRPE1/TLTU1 - DOOR SCHEDULE | FALSE | Height¦ft - in | Height | FALSE |  | lp4J+DXy9LO871lj/nK0eHwtWd3mb8BoCT/J3zuZ6BE= | C:\Temp\vw\test data\ppmd_templates_TRPE1.rvt | 7' - 0"¦7' - 0"
ppmd_templates_TRPE1.rvt | TRPE1/TLTU1 - DOOR SCHEDULE | FALSE | Width¦ft - in | Width | FALSE |  | lp4J+DXy9LO871lj/nK0eHwtWd3mb8BoCT/J3zuZ6BE= | C:\Temp\vw\test data\ppmd_templates_TRPE1.rvt | 3' - 0"¦4' - 0"
ppmd_templates_TRPE1.rvt | TRPE1/TLTU1 - DOOR SCHEDULE | FALSE | Notes | Type Comments | FALSE |  | lp4J+DXy9LO871lj/nK0eHwtWd3mb8BoCT/J3zuZ6BE= | C:\Temp\vw\test data\ppmd_templates_TRPE1.rvt
ppmd_templates_UCCL2.rvt | UCCL2 - DATA/TELEPHONE EQUIPMENT | FALSE | JSN | JSN | TRUE | 8632cd76-2ab9-457d-8db7-39197de446a2 | 17n0ZZEz1hS+kGXQ+ICX8B/hMKmnOQuQ9FhczWDQbpY= | C:\Temp\vw\test data\ppmd_templates_UCCL2.rvt
ppmd_templates_UCCL2.rvt | UCCL2 - DATA/TELEPHONE EQUIPMENT | FALSE | Nomenclature | Nomenclature | TRUE | f004b755-1952-4a21-a1c1-98f41ef6a86c | 17n0ZZEz1hS+kGXQ+ICX8B/hMKmnOQuQ9FhczWDQbpY= | C:\Temp\vw\test data\ppmd_templates_UCCL2.rvt
ppmd_templates_UCCL2.rvt | UCCL2 - DATA/TELEPHONE EQUIPMENT | FALSE | Qty | Count | FALSE |  | 17n0ZZEz1hS+kGXQ+ICX8B/hMKmnOQuQ9FhczWDQbpY= | C:\Temp\vw\test data\ppmd_templates_UCCL2.rvt
ppmd_templates_UCCL2.rvt | UCCL2 - DATA/TELEPHONE EQUIPMENT | FALSE | Logistics¦AR | CAT_Army | TRUE | fa0e0053-bcc4-42e8-881f-6a4690f994c9 | 17n0ZZEz1hS+kGXQ+ICX8B/hMKmnOQuQ9FhczWDQbpY= | C:\Temp\vw\test data\ppmd_templates_UCCL2.rvt
ppmd_templates_UCCL2.rvt | UCCL2 - DATA/TELEPHONE EQUIPMENT | FALSE | Logistics¦NA | CAT_Navy | TRUE | 183e77a6-b75d-41a5-8f81-f6abfee236ec | 17n0ZZEz1hS+kGXQ+ICX8B/hMKmnOQuQ9FhczWDQbpY= | C:\Temp\vw\test data\ppmd_templates_UCCL2.rvt
ppmd_templates_UCCL2.rvt | UCCL2 - DATA/TELEPHONE EQUIPMENT | FALSE | Logistics¦AF | CAT_AF | TRUE | 053816d3-2f83-4e72-9b30-0a25ff75573f | 17n0ZZEz1hS+kGXQ+ICX8B/hMKmnOQuQ9FhczWDQbpY= | C:\Temp\vw\test data\ppmd_templates_UCCL2.rvt
ppmd_templates_UCCL2.rvt | UCCL2 - DATA/TELEPHONE EQUIPMENT | FALSE | Logistics¦VA | CAT_VA | TRUE | abab06e0-bc20-4958-a9a7-acf73c376614 | 17n0ZZEz1hS+kGXQ+ICX8B/hMKmnOQuQ9FhczWDQbpY= | C:\Temp\vw\test data\ppmd_templates_UCCL2.rvt
ppmd_templates_UCCL2.rvt | UCCL2 - DOOR SCHEDULE | FALSE | Mark | Construction Type | FALSE |  | 17n0ZZEz1hS+kGXQ+ICX8B/hMKmnOQuQ9FhczWDQbpY= | C:\Temp\vw\test data\ppmd_templates_UCCL2.rvt | A
ppmd_templates_UCCL2.rvt | UCCL2 - DOOR SCHEDULE | FALSE | Type | Family | FALSE |  | 17n0ZZEz1hS+kGXQ+ICX8B/hMKmnOQuQ9FhczWDQbpY= | C:\Temp\vw\test data\ppmd_templates_UCCL2.rvt | Single-Flush
ppmd_templates_UCCL2.rvt | UCCL2 - DOOR SCHEDULE | FALSE | Count | Count | FALSE |  | 17n0ZZEz1hS+kGXQ+ICX8B/hMKmnOQuQ9FhczWDQbpY= | C:\Temp\vw\test data\ppmd_templates_UCCL2.rvt | 1
ppmd_templates_UCCL2.rvt | UCCL2 - DOOR SCHEDULE | FALSE | Height¦ft - in | Height | FALSE |  | 17n0ZZEz1hS+kGXQ+ICX8B/hMKmnOQuQ9FhczWDQbpY= | C:\Temp\vw\test data\ppmd_templates_UCCL2.rvt | 7' - 0"
ppmd_templates_UCCL2.rvt | UCCL2 - DOOR SCHEDULE | FALSE | Width¦ft - in | Width | FALSE |  | 17n0ZZEz1hS+kGXQ+ICX8B/hMKmnOQuQ9FhczWDQbpY= | C:\Temp\vw\test data\ppmd_templates_UCCL2.rvt | 3' - 0"
ppmd_templates_UCCL2.rvt | UCCL2 - DOOR SCHEDULE | FALSE | Notes | Type Comments | FALSE |  | 17n0ZZEz1hS+kGXQ+ICX8B/hMKmnOQuQ9FhczWDQbpY= | C:\Temp\vw\test data\ppmd_templates_UCCL2.rvt
ppmd_templates_UCCL2.rvt | UCCL2 - ELECTRICAL DESIGN | FALSE | Lighting¦LUX1 | Light_Level_LUX | TRUE | fc853981-f613-4f05-81bd-e48fb947424b | 17n0ZZEz1hS+kGXQ+ICX8B/hMKmnOQuQ9FhczWDQbpY= | C:\Temp\vw\test data\ppmd_templates_UCCL2.rvt | 200
ppmd_templates_UCCL2.rvt | UCCL2 - ELECTRICAL DESIGN | FALSE | Lighting¦Footcandles1 | Light_Level_FC | FALSE |  | 17n0ZZEz1hS+kGXQ+ICX8B/hMKmnOQuQ9FhczWDQbpY= | C:\Temp\vw\test data\ppmd_templates_UCCL2.rvt | 19
ppmd_templates_UCCL2.rvt | UCCL2 - ELECTRICAL DESIGN | FALSE | Lighting¦LUX2 | Light_Level_LUX2 | TRUE | 172f1cff-58cc-41cd-b888-0e7a81d2bf40 | 17n0ZZEz1hS+kGXQ+ICX8B/hMKmnOQuQ9FhczWDQbpY= | C:\Temp\vw\test data\ppmd_templates_UCCL2.rvt
ppmd_templates_UCCL2.rvt | UCCL2 - ELECTRICAL DESIGN | FALSE | Lighting¦Footcandles2 | Light_Level_FC2 | FALSE |  | 17n0ZZEz1hS+kGXQ+ICX8B/hMKmnOQuQ9FhczWDQbpY= | C:\Temp\vw\test data\ppmd_templates_UCCL2.rvt
ppmd_templates_UCCL2.rvt | UCCL2 - ELECTRICAL DESIGN | FALSE | Lighting¦Notes | Light_Notes | TRUE | a36245ac-ea57-45c2-bac5-bed4d04a4f78 | 17n0ZZEz1hS+kGXQ+ICX8B/hMKmnOQuQ9FhczWDQbpY= | C:\Temp\vw\test data\ppmd_templates_UCCL2.rvt | -
ppmd_templates_UCCL2.rvt | UCCL2 - ELECTRICAL DESIGN | FALSE | Lighting¦Notes2 | Light_Notes2 | TRUE | 6d0b4891-ce4c-45f8-9560-387866098a10 | 17n0ZZEz1hS+kGXQ+ICX8B/hMKmnOQuQ9FhczWDQbpY= | C:\Temp\vw\test data\ppmd_templates_UCCL2.rvt | -
ppmd_templates_UCCL2.rvt | UCCL2 - ELECTRICAL DESIGN | FALSE | Essential Power¦% Power | ES_Power% | TRUE | 7cbfe71a-865f-4cf4-b400-c67e3939439b | 17n0ZZEz1hS+kGXQ+ICX8B/hMKmnOQuQ9FhczWDQbpY= | C:\Temp\vw\test data\ppmd_templates_UCCL2.rvt | -
ppmd_templates_UCCL2.rvt | UCCL2 - ELECTRICAL DESIGN | FALSE | Essential Power¦% Light | ES_Light% | TRUE | af00a8bb-40cb-434a-a7e5-b4140f3c844f | 17n0ZZEz1hS+kGXQ+ICX8B/hMKmnOQuQ9FhczWDQbpY= | C:\Temp\vw\test data\ppmd_templates_UCCL2.rvt | -
ppmd_templates_UCCL2.rvt | UCCL2 - ELECTRICAL DESIGN | FALSE | Essential Power¦Notes | ES_Notes | TRUE | 0c3ae867-1060-40b5-bb68-261d16a167a0 | 17n0ZZEz1hS+kGXQ+ICX8B/hMKmnOQuQ9FhczWDQbpY= | C:\Temp\vw\test data\ppmd_templates_UCCL2.rvt | -
ppmd_templates_UCCL2.rvt | UCCL2 - EQUIPMENT SCHEDULE | TRUE | JSN | JSN | TRUE | 8632cd76-2ab9-457d-8db7-39197de446a2 | 17n0ZZEz1hS+kGXQ+ICX8B/hMKmnOQuQ9FhczWDQbpY= | C:\Temp\vw\test data\ppmd_templates_UCCL2.rvt | A5075¦A5080¦A5145¦F2000¦K1910¦M3160¦P2000¦P2450¦P3100¦P8710¦S2627
ppmd_templates_UCCL2.rvt | UCCL2 - EQUIPMENT SCHEDULE | TRUE | Nomenclature | Nomenclature | TRUE | f004b755-1952-4a21-a1c1-98f41ef6a86c | 17n0ZZEz1hS+kGXQ+ICX8B/hMKmnOQuQ9FhczWDQbpY= | C:\Temp\vw\test data\ppmd_templates_UCCL2.rvt | Dispenser, Soap, Disposable¦Dispenser, Paper Towel, SS, Surface Mounted¦Hook, Garment, Double, SS, Surface Mounted¦Basket, Wastepaper, Round, Metal¦Table, Work, Stainless Steel¦Cabinet, Storage, Hanging Scopes¦Eyewash, Wall Mounted, Hands-Free¦Valve, Mixing, Thermostatic¦Lavatory, Vitreous China, Slab Type¦Utility Center, Plumbing Connection¦Washer, Fiber Scope
ppmd_templates_UCCL2.rvt | UCCL2 - EQUIPMENT SCHEDULE | TRUE | Qty | Count | FALSE |  | 17n0ZZEz1hS+kGXQ+ICX8B/hMKmnOQuQ9FhczWDQbpY= | C:\Temp\vw\test data\ppmd_templates_UCCL2.rvt | 1¦1¦1¦1¦1¦1¦1¦1¦1¦3¦2
ppmd_templates_UCCL2.rvt | UCCL2 - EQUIPMENT SCHEDULE | TRUE | LF | CustomLength | TRUE | f338df87-67c7-40c3-b0e8-6ebb5a3fe5b8 | 17n0ZZEz1hS+kGXQ+ICX8B/hMKmnOQuQ9FhczWDQbpY= | C:\Temp\vw\test data\ppmd_templates_UCCL2.rvt
ppmd_templates_UCCL2.rvt | UCCL2 - EQUIPMENT SCHEDULE | TRUE | Logistics¦AR | CAT_Army | TRUE | fa0e0053-bcc4-42e8-881f-6a4690f994c9 | 17n0ZZEz1hS+kGXQ+ICX8B/hMKmnOQuQ9FhczWDQbpY= | C:\Temp\vw\test data\ppmd_templates_UCCL2.rvt | C¦A¦A¦C¦A¦C¦A¦A¦A¦A¦C
ppmd_templates_UCCL2.rvt | UCCL2 - EQUIPMENT SCHEDULE | TRUE | Logistics¦NA | CAT_Navy | TRUE | 183e77a6-b75d-41a5-8f81-f6abfee236ec | 17n0ZZEz1hS+kGXQ+ICX8B/hMKmnOQuQ9FhczWDQbpY= | C:\Temp\vw\test data\ppmd_templates_UCCL2.rvt | C¦A¦A¦C¦A¦C¦A¦A¦A¦A¦C
ppmd_templates_UCCL2.rvt | UCCL2 - EQUIPMENT SCHEDULE | TRUE | Logistics¦AF | CAT_AF | TRUE | 053816d3-2f83-4e72-9b30-0a25ff75573f | 17n0ZZEz1hS+kGXQ+ICX8B/hMKmnOQuQ9FhczWDQbpY= | C:\Temp\vw\test data\ppmd_templates_UCCL2.rvt | C¦A¦A¦C¦A¦C¦A¦A¦A¦A¦C
ppmd_templates_UCCL2.rvt | UCCL2 - EQUIPMENT SCHEDULE | TRUE | Logistics¦VA | CAT_VA | TRUE | abab06e0-bc20-4958-a9a7-acf73c376614 | 17n0ZZEz1hS+kGXQ+ICX8B/hMKmnOQuQ9FhczWDQbpY= | C:\Temp\vw\test data\ppmd_templates_UCCL2.rvt | C¦A¦A¦C¦A¦C¦A¦A¦A¦A¦C
ppmd_templates_UCCL2.rvt | UCCL2 - EQUIPMENT SCHEDULE | TRUE | Utilities¦1 | UTIL_1_WaterDrain | TRUE | 594b780e-c62e-473b-9f66-4d3db2fa1b7f | 17n0ZZEz1hS+kGXQ+ICX8B/hMKmnOQuQ9FhczWDQbpY= | C:\Temp\vw\test data\ppmd_templates_UCCL2.rvt | -¦-¦-¦-¦-¦-¦B¦A¦D¦D¦B
ppmd_templates_UCCL2.rvt | UCCL2 - EQUIPMENT SCHEDULE | TRUE | Utilities¦2 | UTIL_2_Elec | TRUE | 28082216-138e-4a2f-9824-e96dbd7e3cd0 | 17n0ZZEz1hS+kGXQ+ICX8B/hMKmnOQuQ9FhczWDQbpY= | C:\Temp\vw\test data\ppmd_templates_UCCL2.rvt | -¦-¦-¦-¦-¦-¦-¦-¦-¦-¦B
ppmd_templates_UCCL2.rvt | UCCL2 - EQUIPMENT SCHEDULE | TRUE | Utilities¦3 | UTIL_3_MedGas | TRUE | 22af1ef2-54f0-4b6e-b40a-7064dfb8769c | 17n0ZZEz1hS+kGXQ+ICX8B/hMKmnOQuQ9FhczWDQbpY= | C:\Temp\vw\test data\ppmd_templates_UCCL2.rvt | -¦-¦-¦-¦-¦-¦-¦-¦-¦-¦-
ppmd_templates_UCCL2.rvt | UCCL2 - EQUIPMENT SCHEDULE | TRUE | Utilities¦4 | UTIL_4_MiscGas | TRUE | 745b8c3e-fd4a-4430-994a-d25826e1e484 | 17n0ZZEz1hS+kGXQ+ICX8B/hMKmnOQuQ9FhczWDQbpY= | C:\Temp\vw\test data\ppmd_templates_UCCL2.rvt | -¦-¦-¦-¦-¦-¦-¦-¦-¦-¦-
ppmd_templates_UCCL2.rvt | UCCL2 - EQUIPMENT SCHEDULE | TRUE | Utilities¦5 | UTIL_5_NonMedGas | TRUE | 323edf97-d058-44ef-a0fb-1836c80554d8 | 17n0ZZEz1hS+kGXQ+ICX8B/hMKmnOQuQ9FhczWDQbpY= | C:\Temp\vw\test data\ppmd_templates_UCCL2.rvt | -¦-¦-¦-¦-¦-¦-¦-¦-¦-¦-
ppmd_templates_UCCL2.rvt | UCCL2 - EQUIPMENT SCHEDULE | TRUE | Utilities¦6 | UTIL_6_Misc | TRUE | 38083e2d-8ba3-4868-9752-742b7a4a9586 | 17n0ZZEz1hS+kGXQ+ICX8B/hMKmnOQuQ9FhczWDQbpY= | C:\Temp\vw\test data\ppmd_templates_UCCL2.rvt | -¦-¦-¦-¦-¦-¦-¦-¦-¦-¦-
ppmd_templates_UCCL2.rvt | UCCL2 - INTERIOR DESIGN | FALSE | Floor Finish¦Preferred | Floor Finish | FALSE |  | 17n0ZZEz1hS+kGXQ+ICX8B/hMKmnOQuQ9FhczWDQbpY= | C:\Temp\vw\test data\ppmd_templates_UCCL2.rvt | US
ppmd_templates_UCCL2.rvt | UCCL2 - INTERIOR DESIGN | FALSE | Floor Finish¦Alternate | Floor Finish2 | TRUE | 4030719d-a272-441a-8bfa-d5eb510a1687 | 17n0ZZEz1hS+kGXQ+ICX8B/hMKmnOQuQ9FhczWDQbpY= | C:\Temp\vw\test data\ppmd_templates_UCCL2.rvt | -
ppmd_templates_UCCL2.rvt | UCCL2 - INTERIOR DESIGN | FALSE | Wall Finish¦Preferred | Wall Finish | FALSE |  | 17n0ZZEz1hS+kGXQ+ICX8B/hMKmnOQuQ9FhczWDQbpY= | C:\Temp\vw\test data\ppmd_templates_UCCL2.rvt | GPT
ppmd_templates_UCCL2.rvt | UCCL2 - INTERIOR DESIGN | FALSE | Wall Finish¦Alternate | Wall Finish2 | TRUE | 5a49d499-57b3-4e1f-afc0-4c041c862be1 | 17n0ZZEz1hS+kGXQ+ICX8B/hMKmnOQuQ9FhczWDQbpY= | C:\Temp\vw\test data\ppmd_templates_UCCL2.rvt | -
ppmd_templates_UCCL2.rvt | UCCL2 - INTERIOR DESIGN | FALSE | Ceiling Finish¦Preferred | Ceiling Finish | FALSE |  | 17n0ZZEz1hS+kGXQ+ICX8B/hMKmnOQuQ9FhczWDQbpY= | C:\Temp\vw\test data\ppmd_templates_UCCL2.rvt | AT1
ppmd_templates_UCCL2.rvt | UCCL2 - INTERIOR DESIGN | FALSE | Ceiling Finish¦Alternate | Ceiling Finish2 | TRUE | acb31fd1-378b-4329-97b0-400ae39b5bc4 | 17n0ZZEz1hS+kGXQ+ICX8B/hMKmnOQuQ9FhczWDQbpY= | C:\Temp\vw\test data\ppmd_templates_UCCL2.rvt | -
ppmd_templates_UCCL2.rvt | UCCL2 - INTERIOR DESIGN | FALSE | Room Height¦ft - in | Ceiling_Hgt_IP | TRUE | 9f14ca4f-2465-4385-a17c-7aa549f64c09 | 17n0ZZEz1hS+kGXQ+ICX8B/hMKmnOQuQ9FhczWDQbpY= | C:\Temp\vw\test data\ppmd_templates_UCCL2.rvt | 8' - 0"
ppmd_templates_UCCL2.rvt | UCCL2 - INTERIOR DESIGN | FALSE | Room Noise¦Min NC | Noise_NC_MIN | TRUE | 8c49df6c-7d6b-49fd-9459-f57d0921d704 | 17n0ZZEz1hS+kGXQ+ICX8B/hMKmnOQuQ9FhczWDQbpY= | C:\Temp\vw\test data\ppmd_templates_UCCL2.rvt | 30
ppmd_templates_UCCL2.rvt | UCCL2 - INTERIOR DESIGN | FALSE | Room Noise¦Max NC | Noise_NC_MAX | TRUE | 629b571a-1c14-443c-b8e8-1130b5edb513 | 17n0ZZEz1hS+kGXQ+ICX8B/hMKmnOQuQ9FhczWDQbpY= | C:\Temp\vw\test data\ppmd_templates_UCCL2.rvt | 40
ppmd_templates_UCCL2.rvt | UCCL2 - INTERIOR DESIGN | FALSE | Room Noise¦SC | Noise_SC | TRUE | 44bf9cd1-070a-432c-87d9-26a3211cfe07 | 17n0ZZEz1hS+kGXQ+ICX8B/hMKmnOQuQ9FhczWDQbpY= | C:\Temp\vw\test data\ppmd_templates_UCCL2.rvt | 40
ppmd_templates_UCCL2.rvt | UCCL2 - MECHANICAL DESIGN | FALSE | Air Balance | Air_Balance | TRUE | 587b3cf9-4450-4d95-b8ef-0e93665dbd91 | 17n0ZZEz1hS+kGXQ+ICX8B/hMKmnOQuQ9FhczWDQbpY= | C:\Temp\vw\test data\ppmd_templates_UCCL2.rvt | +
ppmd_templates_UCCL2.rvt | UCCL2 - MECHANICAL DESIGN | FALSE | Air Changes Total | Air_Changes_Total | TRUE | 3988d7f3-0f28-4410-866c-5bc65e1d842a | 17n0ZZEz1hS+kGXQ+ICX8B/hMKmnOQuQ9FhczWDQbpY= | C:\Temp\vw\test data\ppmd_templates_UCCL2.rvt | 4
ppmd_templates_UCCL2.rvt | UCCL2 - MECHANICAL DESIGN | FALSE | Air Changes OA | Air_Changes_OA | TRUE | b7af949f-3b64-4f85-9391-d9f17dcaad1e | 17n0ZZEz1hS+kGXQ+ICX8B/hMKmnOQuQ9FhczWDQbpY= | C:\Temp\vw\test data\ppmd_templates_UCCL2.rvt | 2
ppmd_templates_UCCL2.rvt | UCCL2 - MECHANICAL DESIGN | FALSE | 100% Exhaust Air | Exhaust_Air_100% | TRUE | 62b97784-583b-47d5-90a3-a90bbb961b6e | 17n0ZZEz1hS+kGXQ+ICX8B/hMKmnOQuQ9FhczWDQbpY= | C:\Temp\vw\test data\ppmd_templates_UCCL2.rvt | -
ppmd_templates_UCCL2.rvt | UCCL2 - MECHANICAL DESIGN | FALSE | Summer Temp¦F | Temp_Summer_F | TRUE | 1cbf6964-bd0f-4852-b367-ef4828e2e2cc | 17n0ZZEz1hS+kGXQ+ICX8B/hMKmnOQuQ9FhczWDQbpY= | C:\Temp\vw\test data\ppmd_templates_UCCL2.rvt
ppmd_templates_UCCL2.rvt | UCCL2 - MECHANICAL DESIGN | FALSE | Summer Temp¦C | Temp_Summer_C | FALSE |  | 17n0ZZEz1hS+kGXQ+ICX8B/hMKmnOQuQ9FhczWDQbpY= | C:\Temp\vw\test data\ppmd_templates_UCCL2.rvt
ppmd_templates_UCCL2.rvt | UCCL2 - MECHANICAL DESIGN | FALSE | Summer Temp¦Note | Temp_Summer_Note | TRUE | 6248fa3c-bb43-4e1c-91bb-60e102e573b7 | 17n0ZZEz1hS+kGXQ+ICX8B/hMKmnOQuQ9FhczWDQbpY= | C:\Temp\vw\test data\ppmd_templates_UCCL2.rvt
ppmd_templates_UCCL2.rvt | UCCL2 - MECHANICAL DESIGN | FALSE | Winter Temp¦F | Temp_Winter_F | TRUE | b4f9888f-41ad-47ef-a6af-145b3de732c9 | 17n0ZZEz1hS+kGXQ+ICX8B/hMKmnOQuQ9FhczWDQbpY= | C:\Temp\vw\test data\ppmd_templates_UCCL2.rvt | 68
ppmd_templates_UCCL2.rvt | UCCL2 - MECHANICAL DESIGN | FALSE | Winter Temp¦C | Temp_Winter_C | FALSE |  | 17n0ZZEz1hS+kGXQ+ICX8B/hMKmnOQuQ9FhczWDQbpY= | C:\Temp\vw\test data\ppmd_templates_UCCL2.rvt | 20
ppmd_templates_UCCL2.rvt | UCCL2 - MECHANICAL DESIGN | FALSE | Winter Temp¦Note | Temp_Winter_Note | TRUE | aacd83fc-f530-464e-b089-01667d3c52cd | 17n0ZZEz1hS+kGXQ+ICX8B/hMKmnOQuQ9FhczWDQbpY= | C:\Temp\vw\test data\ppmd_templates_UCCL2.rvt
ppmd_templates_UCCL2.rvt | UCCL2 - MECHANICAL DESIGN | FALSE | Max Relative Humidity | Relative_Humidity | TRUE | 36ead6c1-4384-4a65-8654-06a60aef94cb | 17n0ZZEz1hS+kGXQ+ICX8B/hMKmnOQuQ9FhczWDQbpY= | C:\Temp\vw\test data\ppmd_templates_UCCL2.rvt | -
ppmd_templates_UCCL2.rvt | UCCL2 - MECHANICAL DESIGN | FALSE | Filtration¦Interm % | Filtration_Inter_% | TRUE | 4f03ad65-f905-419e-a0cf-8f58fe921fbc | 17n0ZZEz1hS+kGXQ+ICX8B/hMKmnOQuQ9FhczWDQbpY= | C:\Temp\vw\test data\ppmd_templates_UCCL2.rvt | 14
ppmd_templates_UCCL2.rvt | UCCL2 - MECHANICAL DESIGN | FALSE | Filtration¦Final % | Filtration_Final_% | TRUE | cc736e5f-46f5-476a-8d0a-ceb32d8d4e5a | 17n0ZZEz1hS+kGXQ+ICX8B/hMKmnOQuQ9FhczWDQbpY= | C:\Temp\vw\test data\ppmd_templates_UCCL2.rvt | -
ppmd_templates_UCCL2.rvt | UCCL2 - MECHANICAL DESIGN | FALSE | Notes | Mech_Notes | TRUE | a32df790-0ab9-4c4a-b19c-511c2eef6d56 | 17n0ZZEz1hS+kGXQ+ICX8B/hMKmnOQuQ9FhczWDQbpY= | C:\Temp\vw\test data\ppmd_templates_UCCL2.rvt | -
ppmd_templates_UCCL2.rvt | UCCL2 - MEDICAL GAS DESIGN | FALSE | MCA | MedGas_MCA | TRUE | 3b23ea7f-b9f1-4749-8a2b-eb6a4fab4cdc | 17n0ZZEz1hS+kGXQ+ICX8B/hMKmnOQuQ9FhczWDQbpY= | C:\Temp\vw\test data\ppmd_templates_UCCL2.rvt | -
ppmd_templates_UCCL2.rvt | UCCL2 - MEDICAL GAS DESIGN | FALSE | DCA | MedGas_DCA | TRUE | 20dc9c73-7465-4e8a-8300-4a8b5a46a91c | 17n0ZZEz1hS+kGXQ+ICX8B/hMKmnOQuQ9FhczWDQbpY= | C:\Temp\vw\test data\ppmd_templates_UCCL2.rvt | -
ppmd_templates_UCCL2.rvt | UCCL2 - MEDICAL GAS DESIGN | FALSE | LA | MedGas_LA | TRUE | 99801083-d820-4c5f-ad07-ab168e1bbda0 | 17n0ZZEz1hS+kGXQ+ICX8B/hMKmnOQuQ9FhczWDQbpY= | C:\Temp\vw\test data\ppmd_templates_UCCL2.rvt | -
ppmd_templates_UCCL2.rvt | UCCL2 - MEDICAL GAS DESIGN | FALSE | PA | MedGas_PA | TRUE | 55793ba6-1647-428e-86f6-5ce4153c7f2e | 17n0ZZEz1hS+kGXQ+ICX8B/hMKmnOQuQ9FhczWDQbpY= | C:\Temp\vw\test data\ppmd_templates_UCCL2.rvt | -
ppmd_templates_UCCL2.rvt | UCCL2 - MEDICAL GAS DESIGN | FALSE | MV | MedGas_MV | TRUE | 0a0bec6d-9172-4a2c-9fb3-7616a08f677a | 17n0ZZEz1hS+kGXQ+ICX8B/hMKmnOQuQ9FhczWDQbpY= | C:\Temp\vw\test data\ppmd_templates_UCCL2.rvt | -
ppmd_templates_UCCL2.rvt | UCCL2 - MEDICAL GAS DESIGN | FALSE | DHV | MedGas_DHV | TRUE | 79779898-9917-494b-a027-0013b44e14f1 | 17n0ZZEz1hS+kGXQ+ICX8B/hMKmnOQuQ9FhczWDQbpY= | C:\Temp\vw\test data\ppmd_templates_UCCL2.rvt | -
ppmd_templates_UCCL2.rvt | UCCL2 - MEDICAL GAS DESIGN | FALSE | DLV | MedGas_DLV | TRUE | bcdcef93-2e56-440a-a8f7-e9973eadba59 | 17n0ZZEz1hS+kGXQ+ICX8B/hMKmnOQuQ9FhczWDQbpY= | C:\Temp\vw\test data\ppmd_templates_UCCL2.rvt | -
ppmd_templates_UCCL2.rvt | UCCL2 - MEDICAL GAS DESIGN | FALSE | LDE | MedGas_LDE | TRUE | cc6496eb-fa04-4455-81d4-1dfb1e6aaa52 | 17n0ZZEz1hS+kGXQ+ICX8B/hMKmnOQuQ9FhczWDQbpY= | C:\Temp\vw\test data\ppmd_templates_UCCL2.rvt | -
ppmd_templates_UCCL2.rvt | UCCL2 - MEDICAL GAS DESIGN | FALSE | OX | MedGas_OX | TRUE | 59f6c2e0-639e-4476-adf0-a5c19b1199db | 17n0ZZEz1hS+kGXQ+ICX8B/hMKmnOQuQ9FhczWDQbpY= | C:\Temp\vw\test data\ppmd_templates_UCCL2.rvt | -
ppmd_templates_UCCL2.rvt | UCCL2 - MEDICAL GAS DESIGN | FALSE | NO | MedGas_NO | TRUE | 1f31b342-99ad-494b-90ce-f27b8fc04b75 | 17n0ZZEz1hS+kGXQ+ICX8B/hMKmnOQuQ9FhczWDQbpY= | C:\Temp\vw\test data\ppmd_templates_UCCL2.rvt | -
ppmd_templates_UCCL2.rvt | UCCL2 - MEDICAL GAS DESIGN | FALSE | NI | MedGas_NI | TRUE | ea24567d-1f4e-45f9-907f-a79ef8b323b1 | 17n0ZZEz1hS+kGXQ+ICX8B/hMKmnOQuQ9FhczWDQbpY= | C:\Temp\vw\test data\ppmd_templates_UCCL2.rvt | -
ppmd_templates_UCCL2.rvt | UCCL2 - MEDICAL GAS DESIGN | FALSE | WAGD | MedGas_WAGD | TRUE | 1aa3572e-5073-44b4-acb3-ff8739230b69 | 17n0ZZEz1hS+kGXQ+ICX8B/hMKmnOQuQ9FhczWDQbpY= | C:\Temp\vw\test data\ppmd_templates_UCCL2.rvt | -
ppmd_templates_UCCL2.rvt | UCCL2 - MEDICAL GAS DESIGN | FALSE | Notes1 | MedGas_Notes | TRUE | 69d1283f-21ef-46f3-9ebb-e36d00ef4da3 | 17n0ZZEz1hS+kGXQ+ICX8B/hMKmnOQuQ9FhczWDQbpY= | C:\Temp\vw\test data\ppmd_templates_UCCL2.rvt | -
ppmd_templates_UCCL2.rvt | UCCL2 - MEDICAL GAS DESIGN | FALSE | Notes2 | MedGas_Notes2 | TRUE | 867f4341-094b-4cc7-b128-8c28392e09cd | 17n0ZZEz1hS+kGXQ+ICX8B/hMKmnOQuQ9FhczWDQbpY= | C:\Temp\vw\test data\ppmd_templates_UCCL2.rvt
ppmd_templates_UCCL2.rvt | UCCL2 - STRUCTURAL DESIGN | FALSE | Structural Load¦psf | Str_FloorLoad_psf | TRUE | 654b90c9-d71e-4bcd-9f27-a1532becca95 | 17n0ZZEz1hS+kGXQ+ICX8B/hMKmnOQuQ9FhczWDQbpY= | C:\Temp\vw\test data\ppmd_templates_UCCL2.rvt | 100
ppmd_templates_UCCL2.rvt | UCCL2 - STRUCTURAL DESIGN | FALSE | Structural Load¦kPA | Str_FloorLoad_kPA | FALSE |  | 17n0ZZEz1hS+kGXQ+ICX8B/hMKmnOQuQ9FhczWDQbpY= | C:\Temp\vw\test data\ppmd_templates_UCCL2.rvt | 5
ppmd_templates_UCCL2.rvt | UCCL2 - STRUCTURAL DESIGN | FALSE | Notes | Str_Notes | TRUE | 509b36e6-cf53-4158-b357-61e3cedd6faa | 17n0ZZEz1hS+kGXQ+ICX8B/hMKmnOQuQ9FhczWDQbpY= | C:\Temp\vw\test data\ppmd_templates_UCCL2.rvt
ppmd_templates_USCL2.rvt | USCL2 - DATA/TELEPHONE EQUIPMENT | FALSE | JSN | JSN | TRUE | 8632cd76-2ab9-457d-8db7-39197de446a2 | aSzEgpz9hOnKxqGZUWkZg9H6nI3fq0Z2Q9VBYYL3+wE= | C:\Temp\vw\test data\ppmd_templates_USCL2.rvt
ppmd_templates_USCL2.rvt | USCL2 - DATA/TELEPHONE EQUIPMENT | FALSE | Nomenclature | Nomenclature | TRUE | f004b755-1952-4a21-a1c1-98f41ef6a86c | aSzEgpz9hOnKxqGZUWkZg9H6nI3fq0Z2Q9VBYYL3+wE= | C:\Temp\vw\test data\ppmd_templates_USCL2.rvt
ppmd_templates_USCL2.rvt | USCL2 - DATA/TELEPHONE EQUIPMENT | FALSE | Qty | Count | FALSE |  | aSzEgpz9hOnKxqGZUWkZg9H6nI3fq0Z2Q9VBYYL3+wE= | C:\Temp\vw\test data\ppmd_templates_USCL2.rvt
ppmd_templates_USCL2.rvt | USCL2 - DATA/TELEPHONE EQUIPMENT | FALSE | Logistics¦AR | CAT_Army | TRUE | fa0e0053-bcc4-42e8-881f-6a4690f994c9 | aSzEgpz9hOnKxqGZUWkZg9H6nI3fq0Z2Q9VBYYL3+wE= | C:\Temp\vw\test data\ppmd_templates_USCL2.rvt
ppmd_templates_USCL2.rvt | USCL2 - DATA/TELEPHONE EQUIPMENT | FALSE | Logistics¦NA | CAT_Navy | TRUE | 183e77a6-b75d-41a5-8f81-f6abfee236ec | aSzEgpz9hOnKxqGZUWkZg9H6nI3fq0Z2Q9VBYYL3+wE= | C:\Temp\vw\test data\ppmd_templates_USCL2.rvt
ppmd_templates_USCL2.rvt | USCL2 - DATA/TELEPHONE EQUIPMENT | FALSE | Logistics¦AF | CAT_AF | TRUE | 053816d3-2f83-4e72-9b30-0a25ff75573f | aSzEgpz9hOnKxqGZUWkZg9H6nI3fq0Z2Q9VBYYL3+wE= | C:\Temp\vw\test data\ppmd_templates_USCL2.rvt
ppmd_templates_USCL2.rvt | USCL2 - DATA/TELEPHONE EQUIPMENT | FALSE | Logistics¦VA | CAT_VA | TRUE | abab06e0-bc20-4958-a9a7-acf73c376614 | aSzEgpz9hOnKxqGZUWkZg9H6nI3fq0Z2Q9VBYYL3+wE= | C:\Temp\vw\test data\ppmd_templates_USCL2.rvt
ppmd_templates_USCL2.rvt | USCL2 - DOOR SCHEDULE | FALSE | Mark | Construction Type | FALSE |  | aSzEgpz9hOnKxqGZUWkZg9H6nI3fq0Z2Q9VBYYL3+wE= | C:\Temp\vw\test data\ppmd_templates_USCL2.rvt | A
ppmd_templates_USCL2.rvt | USCL2 - DOOR SCHEDULE | FALSE | Type | Family | FALSE |  | aSzEgpz9hOnKxqGZUWkZg9H6nI3fq0Z2Q9VBYYL3+wE= | C:\Temp\vw\test data\ppmd_templates_USCL2.rvt | Single-Flush
ppmd_templates_USCL2.rvt | USCL2 - DOOR SCHEDULE | FALSE | Count | Count | FALSE |  | aSzEgpz9hOnKxqGZUWkZg9H6nI3fq0Z2Q9VBYYL3+wE= | C:\Temp\vw\test data\ppmd_templates_USCL2.rvt | 1
ppmd_templates_USCL2.rvt | USCL2 - DOOR SCHEDULE | FALSE | Height¦ft - in | Height | FALSE |  | aSzEgpz9hOnKxqGZUWkZg9H6nI3fq0Z2Q9VBYYL3+wE= | C:\Temp\vw\test data\ppmd_templates_USCL2.rvt | 7' - 0"
ppmd_templates_USCL2.rvt | USCL2 - DOOR SCHEDULE | FALSE | Width¦ft - in | Width | FALSE |  | aSzEgpz9hOnKxqGZUWkZg9H6nI3fq0Z2Q9VBYYL3+wE= | C:\Temp\vw\test data\ppmd_templates_USCL2.rvt | 3' - 0"
ppmd_templates_USCL2.rvt | USCL2 - DOOR SCHEDULE | FALSE | Notes | Type Comments | FALSE |  | aSzEgpz9hOnKxqGZUWkZg9H6nI3fq0Z2Q9VBYYL3+wE= | C:\Temp\vw\test data\ppmd_templates_USCL2.rvt
ppmd_templates_USCL2.rvt | USCL2 - ELECTRICAL DESIGN | FALSE | Lighting¦LUX1 | Light_Level_LUX | TRUE | fc853981-f613-4f05-81bd-e48fb947424b | aSzEgpz9hOnKxqGZUWkZg9H6nI3fq0Z2Q9VBYYL3+wE= | C:\Temp\vw\test data\ppmd_templates_USCL2.rvt | 500
ppmd_templates_USCL2.rvt | USCL2 - ELECTRICAL DESIGN | FALSE | Lighting¦Footcandles1 | Light_Level_FC | FALSE |  | aSzEgpz9hOnKxqGZUWkZg9H6nI3fq0Z2Q9VBYYL3+wE= | C:\Temp\vw\test data\ppmd_templates_USCL2.rvt | 46
ppmd_templates_USCL2.rvt | USCL2 - ELECTRICAL DESIGN | FALSE | Lighting¦LUX2 | Light_Level_LUX2 | TRUE | 172f1cff-58cc-41cd-b888-0e7a81d2bf40 | aSzEgpz9hOnKxqGZUWkZg9H6nI3fq0Z2Q9VBYYL3+wE= | C:\Temp\vw\test data\ppmd_templates_USCL2.rvt
ppmd_templates_USCL2.rvt | USCL2 - ELECTRICAL DESIGN | FALSE | Lighting¦Footcandles2 | Light_Level_FC2 | FALSE |  | aSzEgpz9hOnKxqGZUWkZg9H6nI3fq0Z2Q9VBYYL3+wE= | C:\Temp\vw\test data\ppmd_templates_USCL2.rvt
ppmd_templates_USCL2.rvt | USCL2 - ELECTRICAL DESIGN | FALSE | Lighting¦Notes | Light_Notes | TRUE | a36245ac-ea57-45c2-bac5-bed4d04a4f78 | aSzEgpz9hOnKxqGZUWkZg9H6nI3fq0Z2Q9VBYYL3+wE= | C:\Temp\vw\test data\ppmd_templates_USCL2.rvt
ppmd_templates_USCL2.rvt | USCL2 - ELECTRICAL DESIGN | FALSE | Lighting¦Notes2 | Light_Notes2 | TRUE | 6d0b4891-ce4c-45f8-9560-387866098a10 | aSzEgpz9hOnKxqGZUWkZg9H6nI3fq0Z2Q9VBYYL3+wE= | C:\Temp\vw\test data\ppmd_templates_USCL2.rvt
ppmd_templates_USCL2.rvt | USCL2 - ELECTRICAL DESIGN | FALSE | Essential Power¦% Power | ES_Power% | TRUE | 7cbfe71a-865f-4cf4-b400-c67e3939439b | aSzEgpz9hOnKxqGZUWkZg9H6nI3fq0Z2Q9VBYYL3+wE= | C:\Temp\vw\test data\ppmd_templates_USCL2.rvt
ppmd_templates_USCL2.rvt | USCL2 - ELECTRICAL DESIGN | FALSE | Essential Power¦% Light | ES_Light% | TRUE | af00a8bb-40cb-434a-a7e5-b4140f3c844f | aSzEgpz9hOnKxqGZUWkZg9H6nI3fq0Z2Q9VBYYL3+wE= | C:\Temp\vw\test data\ppmd_templates_USCL2.rvt
ppmd_templates_USCL2.rvt | USCL2 - ELECTRICAL DESIGN | FALSE | Essential Power¦Notes | ES_Notes | TRUE | 0c3ae867-1060-40b5-bb68-261d16a167a0 | aSzEgpz9hOnKxqGZUWkZg9H6nI3fq0Z2Q9VBYYL3+wE= | C:\Temp\vw\test data\ppmd_templates_USCL2.rvt
ppmd_templates_USCL2.rvt | USCL2 - EQUIPMENT SCHEDULE | TRUE | JSN | JSN | TRUE | 8632cd76-2ab9-457d-8db7-39197de446a2 | aSzEgpz9hOnKxqGZUWkZg9H6nI3fq0Z2Q9VBYYL3+wE= | C:\Temp\vw\test data\ppmd_templates_USCL2.rvt | A5075¦A5080¦A5106¦A5107¦A5145¦C0037¦CS180¦CT050¦F2000¦M3072¦P2000¦P2450
ppmd_templates_USCL2.rvt | USCL2 - EQUIPMENT SCHEDULE | TRUE | Nomenclature | Nomenclature | TRUE | f004b755-1952-4a21-a1c1-98f41ef6a86c | aSzEgpz9hOnKxqGZUWkZg9H6nI3fq0Z2Q9VBYYL3+wE= | C:\Temp\vw\test data\ppmd_templates_USCL2.rvt | Dispenser, Soap, Disposable¦Dispenser, Paper Towel, SS, Surface Mounted¦Waste Disposal Unit, Sharps w/Glove Dispenser¦Dispenser, Glove, Surgical/Examination, Wall Mntd¦Hook, Garment, Double, SS, Surface Mounted¦Rail, Apron, 4x36x1¦Sink, SS, Single Compartment, 12x22x16 ID¦Countertop, Stainless Steel¦Basket, Wastepaper, Round, Metal¦Frame, Infectious Waste Bag w/Lid¦Eyewash, Wall Mounted, Hands-Free¦Valve, Mixing, Thermostatic
ppmd_templates_USCL2.rvt | USCL2 - EQUIPMENT SCHEDULE | TRUE | Qty | Count | FALSE |  | aSzEgpz9hOnKxqGZUWkZg9H6nI3fq0Z2Q9VBYYL3+wE= | C:\Temp\vw\test data\ppmd_templates_USCL2.rvt | 1¦1¦1¦1¦1¦2¦1¦1¦1¦1¦1¦1
ppmd_templates_USCL2.rvt | USCL2 - EQUIPMENT SCHEDULE | TRUE | LF | Comments | FALSE |  | aSzEgpz9hOnKxqGZUWkZg9H6nI3fq0Z2Q9VBYYL3+wE= | C:\Temp\vw\test data\ppmd_templates_USCL2.rvt | 6'-0"
ppmd_templates_USCL2.rvt | USCL2 - EQUIPMENT SCHEDULE | TRUE | Logistics¦AR | CAT_Army | TRUE | fa0e0053-bcc4-42e8-881f-6a4690f994c9 | aSzEgpz9hOnKxqGZUWkZg9H6nI3fq0Z2Q9VBYYL3+wE= | C:\Temp\vw\test data\ppmd_templates_USCL2.rvt | C¦A¦C¦C¦A¦A¦A¦A¦C¦C¦A¦A
ppmd_templates_USCL2.rvt | USCL2 - EQUIPMENT SCHEDULE | TRUE | Logistics¦NA | CAT_Navy | TRUE | 183e77a6-b75d-41a5-8f81-f6abfee236ec | aSzEgpz9hOnKxqGZUWkZg9H6nI3fq0Z2Q9VBYYL3+wE= | C:\Temp\vw\test data\ppmd_templates_USCL2.rvt | C¦A¦A¦C¦A¦A¦A¦A¦C¦C¦A¦A
ppmd_templates_USCL2.rvt | USCL2 - EQUIPMENT SCHEDULE | TRUE | Logistics¦AF | CAT_AF | TRUE | 053816d3-2f83-4e72-9b30-0a25ff75573f | aSzEgpz9hOnKxqGZUWkZg9H6nI3fq0Z2Q9VBYYL3+wE= | C:\Temp\vw\test data\ppmd_templates_USCL2.rvt | C¦A¦C¦C¦A¦A¦A¦A¦C¦C¦A¦A
ppmd_templates_USCL2.rvt | USCL2 - EQUIPMENT SCHEDULE | TRUE | Logistics¦VA | CAT_VA | TRUE | abab06e0-bc20-4958-a9a7-acf73c376614 | aSzEgpz9hOnKxqGZUWkZg9H6nI3fq0Z2Q9VBYYL3+wE= | C:\Temp\vw\test data\ppmd_templates_USCL2.rvt | C¦A¦C¦C¦A¦A¦A¦A¦C¦C¦A¦A
ppmd_templates_USCL2.rvt | USCL2 - EQUIPMENT SCHEDULE | TRUE | Utilities¦1 | UTIL_1_WaterDrain | TRUE | 594b780e-c62e-473b-9f66-4d3db2fa1b7f | aSzEgpz9hOnKxqGZUWkZg9H6nI3fq0Z2Q9VBYYL3+wE= | C:\Temp\vw\test data\ppmd_templates_USCL2.rvt | -¦-¦-¦-¦-¦-¦D¦-¦-¦-¦B¦A
ppmd_templates_USCL2.rvt | USCL2 - EQUIPMENT SCHEDULE | TRUE | Utilities¦2 | UTIL_2_Elec | TRUE | 28082216-138e-4a2f-9824-e96dbd7e3cd0 | aSzEgpz9hOnKxqGZUWkZg9H6nI3fq0Z2Q9VBYYL3+wE= | C:\Temp\vw\test data\ppmd_templates_USCL2.rvt | -¦-¦-¦-¦-¦-¦-¦-¦-¦-¦-¦-
ppmd_templates_USCL2.rvt | USCL2 - EQUIPMENT SCHEDULE | TRUE | Utilities¦3 | UTIL_3_MedGas | TRUE | 22af1ef2-54f0-4b6e-b40a-7064dfb8769c | aSzEgpz9hOnKxqGZUWkZg9H6nI3fq0Z2Q9VBYYL3+wE= | C:\Temp\vw\test data\ppmd_templates_USCL2.rvt | -¦-¦-¦-¦-¦-¦-¦-¦-¦-¦-¦-
ppmd_templates_USCL2.rvt | USCL2 - EQUIPMENT SCHEDULE | TRUE | Utilities¦4 | UTIL_4_MiscGas | TRUE | 745b8c3e-fd4a-4430-994a-d25826e1e484 | aSzEgpz9hOnKxqGZUWkZg9H6nI3fq0Z2Q9VBYYL3+wE= | C:\Temp\vw\test data\ppmd_templates_USCL2.rvt | -¦-¦-¦-¦-¦-¦-¦-¦-¦-¦-¦-
ppmd_templates_USCL2.rvt | USCL2 - EQUIPMENT SCHEDULE | TRUE | Utilities¦5 | UTIL_5_NonMedGas | TRUE | 323edf97-d058-44ef-a0fb-1836c80554d8 | aSzEgpz9hOnKxqGZUWkZg9H6nI3fq0Z2Q9VBYYL3+wE= | C:\Temp\vw\test data\ppmd_templates_USCL2.rvt | -¦-¦-¦-¦-¦-¦-¦-¦-¦-¦-¦-
ppmd_templates_USCL2.rvt | USCL2 - EQUIPMENT SCHEDULE | TRUE | Utilities¦6 | UTIL_6_Misc | TRUE | 38083e2d-8ba3-4868-9752-742b7a4a9586 | aSzEgpz9hOnKxqGZUWkZg9H6nI3fq0Z2Q9VBYYL3+wE= | C:\Temp\vw\test data\ppmd_templates_USCL2.rvt | -¦-¦-¦-¦-¦-¦-¦-¦-¦-¦-¦-
ppmd_templates_USCL2.rvt | USCL2 - INTERIOR DESIGN | FALSE | Floor Finish¦Preferred | Floor Finish | FALSE |  | aSzEgpz9hOnKxqGZUWkZg9H6nI3fq0Z2Q9VBYYL3+wE= | C:\Temp\vw\test data\ppmd_templates_USCL2.rvt | US
ppmd_templates_USCL2.rvt | USCL2 - INTERIOR DESIGN | FALSE | Floor Finish¦Alternate | Floor Finish2 | TRUE | 4030719d-a272-441a-8bfa-d5eb510a1687 | aSzEgpz9hOnKxqGZUWkZg9H6nI3fq0Z2Q9VBYYL3+wE= | C:\Temp\vw\test data\ppmd_templates_USCL2.rvt
ppmd_templates_USCL2.rvt | USCL2 - INTERIOR DESIGN | FALSE | Wall Finish¦Preferred | Wall Finish | FALSE |  | aSzEgpz9hOnKxqGZUWkZg9H6nI3fq0Z2Q9VBYYL3+wE= | C:\Temp\vw\test data\ppmd_templates_USCL2.rvt | GLG
ppmd_templates_USCL2.rvt | USCL2 - INTERIOR DESIGN | FALSE | Wall Finish¦Alternate | Wall Finish2 | TRUE | 5a49d499-57b3-4e1f-afc0-4c041c862be1 | aSzEgpz9hOnKxqGZUWkZg9H6nI3fq0Z2Q9VBYYL3+wE= | C:\Temp\vw\test data\ppmd_templates_USCL2.rvt
ppmd_templates_USCL2.rvt | USCL2 - INTERIOR DESIGN | FALSE | Ceiling Finish¦Preferred | Ceiling Finish | FALSE |  | aSzEgpz9hOnKxqGZUWkZg9H6nI3fq0Z2Q9VBYYL3+wE= | C:\Temp\vw\test data\ppmd_templates_USCL2.rvt | AT1
ppmd_templates_USCL2.rvt | USCL2 - INTERIOR DESIGN | FALSE | Ceiling Finish¦Alternate | Ceiling Finish2 | TRUE | acb31fd1-378b-4329-97b0-400ae39b5bc4 | aSzEgpz9hOnKxqGZUWkZg9H6nI3fq0Z2Q9VBYYL3+wE= | C:\Temp\vw\test data\ppmd_templates_USCL2.rvt | AT2
ppmd_templates_USCL2.rvt | USCL2 - INTERIOR DESIGN | FALSE | Room Height¦ft - in | Ceiling_Hgt_IP | TRUE | 9f14ca4f-2465-4385-a17c-7aa549f64c09 | aSzEgpz9hOnKxqGZUWkZg9H6nI3fq0Z2Q9VBYYL3+wE= | C:\Temp\vw\test data\ppmd_templates_USCL2.rvt | 8' - 0"
ppmd_templates_USCL2.rvt | USCL2 - INTERIOR DESIGN | FALSE | Room Noise¦Min NC | Noise_NC_MIN | TRUE | 8c49df6c-7d6b-49fd-9459-f57d0921d704 | aSzEgpz9hOnKxqGZUWkZg9H6nI3fq0Z2Q9VBYYL3+wE= | C:\Temp\vw\test data\ppmd_templates_USCL2.rvt | 30
ppmd_templates_USCL2.rvt | USCL2 - INTERIOR DESIGN | FALSE | Room Noise¦Max NC | Noise_NC_MAX | TRUE | 629b571a-1c14-443c-b8e8-1130b5edb513 | aSzEgpz9hOnKxqGZUWkZg9H6nI3fq0Z2Q9VBYYL3+wE= | C:\Temp\vw\test data\ppmd_templates_USCL2.rvt | 40
ppmd_templates_USCL2.rvt | USCL2 - INTERIOR DESIGN | FALSE | Room Noise¦SC | Noise_SC | TRUE | 44bf9cd1-070a-432c-87d9-26a3211cfe07 | aSzEgpz9hOnKxqGZUWkZg9H6nI3fq0Z2Q9VBYYL3+wE= | C:\Temp\vw\test data\ppmd_templates_USCL2.rvt | 40
ppmd_templates_USCL2.rvt | USCL2 - MECHANICAL DESIGN | FALSE | Air Balance | Air_Balance | TRUE | 587b3cf9-4450-4d95-b8ef-0e93665dbd91 | aSzEgpz9hOnKxqGZUWkZg9H6nI3fq0Z2Q9VBYYL3+wE= | C:\Temp\vw\test data\ppmd_templates_USCL2.rvt | -
ppmd_templates_USCL2.rvt | USCL2 - MECHANICAL DESIGN | FALSE | Air Changes Total | Air_Changes_Total | TRUE | 3988d7f3-0f28-4410-866c-5bc65e1d842a | aSzEgpz9hOnKxqGZUWkZg9H6nI3fq0Z2Q9VBYYL3+wE= | C:\Temp\vw\test data\ppmd_templates_USCL2.rvt | 10
ppmd_templates_USCL2.rvt | USCL2 - MECHANICAL DESIGN | FALSE | Air Changes OA | Air_Changes_OA | TRUE | b7af949f-3b64-4f85-9391-d9f17dcaad1e | aSzEgpz9hOnKxqGZUWkZg9H6nI3fq0Z2Q9VBYYL3+wE= | C:\Temp\vw\test data\ppmd_templates_USCL2.rvt | 2
ppmd_templates_USCL2.rvt | USCL2 - MECHANICAL DESIGN | FALSE | 100% Exhaust Air | Exhaust_Air_100% | TRUE | 62b97784-583b-47d5-90a3-a90bbb961b6e | aSzEgpz9hOnKxqGZUWkZg9H6nI3fq0Z2Q9VBYYL3+wE= | C:\Temp\vw\test data\ppmd_templates_USCL2.rvt | Y
ppmd_templates_USCL2.rvt | USCL2 - MECHANICAL DESIGN | FALSE | Summer Temp¦F | Temp_Summer_F | TRUE | 1cbf6964-bd0f-4852-b367-ef4828e2e2cc | aSzEgpz9hOnKxqGZUWkZg9H6nI3fq0Z2Q9VBYYL3+wE= | C:\Temp\vw\test data\ppmd_templates_USCL2.rvt
ppmd_templates_USCL2.rvt | USCL2 - MECHANICAL DESIGN | FALSE | Summer Temp¦C | Temp_Summer_C | FALSE |  | aSzEgpz9hOnKxqGZUWkZg9H6nI3fq0Z2Q9VBYYL3+wE= | C:\Temp\vw\test data\ppmd_templates_USCL2.rvt
ppmd_templates_USCL2.rvt | USCL2 - MECHANICAL DESIGN | FALSE | Summer Temp¦Note | Temp_Summer_Note | TRUE | 6248fa3c-bb43-4e1c-91bb-60e102e573b7 | aSzEgpz9hOnKxqGZUWkZg9H6nI3fq0Z2Q9VBYYL3+wE= | C:\Temp\vw\test data\ppmd_templates_USCL2.rvt
ppmd_templates_USCL2.rvt | USCL2 - MECHANICAL DESIGN | FALSE | Winter Temp¦F | Temp_Winter_F | TRUE | b4f9888f-41ad-47ef-a6af-145b3de732c9 | aSzEgpz9hOnKxqGZUWkZg9H6nI3fq0Z2Q9VBYYL3+wE= | C:\Temp\vw\test data\ppmd_templates_USCL2.rvt | 68
ppmd_templates_USCL2.rvt | USCL2 - MECHANICAL DESIGN | FALSE | Winter Temp¦C | Temp_Winter_C | FALSE |  | aSzEgpz9hOnKxqGZUWkZg9H6nI3fq0Z2Q9VBYYL3+wE= | C:\Temp\vw\test data\ppmd_templates_USCL2.rvt | 20
ppmd_templates_USCL2.rvt | USCL2 - MECHANICAL DESIGN | FALSE | Winter Temp¦Note | Temp_Winter_Note | TRUE | aacd83fc-f530-464e-b089-01667d3c52cd | aSzEgpz9hOnKxqGZUWkZg9H6nI3fq0Z2Q9VBYYL3+wE= | C:\Temp\vw\test data\ppmd_templates_USCL2.rvt
ppmd_templates_USCL2.rvt | USCL2 - MECHANICAL DESIGN | FALSE | Max Relative Humidity | Relative_Humidity | TRUE | 36ead6c1-4384-4a65-8654-06a60aef94cb | aSzEgpz9hOnKxqGZUWkZg9H6nI3fq0Z2Q9VBYYL3+wE= | C:\Temp\vw\test data\ppmd_templates_USCL2.rvt
ppmd_templates_USCL2.rvt | USCL2 - MECHANICAL DESIGN | FALSE | Filtration¦Interm % | Filtration_Inter_% | TRUE | 4f03ad65-f905-419e-a0cf-8f58fe921fbc | aSzEgpz9hOnKxqGZUWkZg9H6nI3fq0Z2Q9VBYYL3+wE= | C:\Temp\vw\test data\ppmd_templates_USCL2.rvt | 14
ppmd_templates_USCL2.rvt | USCL2 - MECHANICAL DESIGN | FALSE | Filtration¦Final % | Filtration_Final_% | TRUE | cc736e5f-46f5-476a-8d0a-ceb32d8d4e5a | aSzEgpz9hOnKxqGZUWkZg9H6nI3fq0Z2Q9VBYYL3+wE= | C:\Temp\vw\test data\ppmd_templates_USCL2.rvt
ppmd_templates_USCL2.rvt | USCL2 - MECHANICAL DESIGN | FALSE | Notes | Mech_Notes | TRUE | a32df790-0ab9-4c4a-b19c-511c2eef6d56 | aSzEgpz9hOnKxqGZUWkZg9H6nI3fq0Z2Q9VBYYL3+wE= | C:\Temp\vw\test data\ppmd_templates_USCL2.rvt | M
ppmd_templates_USCL2.rvt | USCL2 - MEDICAL GAS DESIGN | FALSE | MCA | MedGas_MCA | TRUE | 3b23ea7f-b9f1-4749-8a2b-eb6a4fab4cdc | aSzEgpz9hOnKxqGZUWkZg9H6nI3fq0Z2Q9VBYYL3+wE= | C:\Temp\vw\test data\ppmd_templates_USCL2.rvt
ppmd_templates_USCL2.rvt | USCL2 - MEDICAL GAS DESIGN | FALSE | DCA | MedGas_DCA | TRUE | 20dc9c73-7465-4e8a-8300-4a8b5a46a91c | aSzEgpz9hOnKxqGZUWkZg9H6nI3fq0Z2Q9VBYYL3+wE= | C:\Temp\vw\test data\ppmd_templates_USCL2.rvt
ppmd_templates_USCL2.rvt | USCL2 - MEDICAL GAS DESIGN | FALSE | LA | MedGas_LA | TRUE | 99801083-d820-4c5f-ad07-ab168e1bbda0 | aSzEgpz9hOnKxqGZUWkZg9H6nI3fq0Z2Q9VBYYL3+wE= | C:\Temp\vw\test data\ppmd_templates_USCL2.rvt
ppmd_templates_USCL2.rvt | USCL2 - MEDICAL GAS DESIGN | FALSE | PA | MedGas_PA | TRUE | 55793ba6-1647-428e-86f6-5ce4153c7f2e | aSzEgpz9hOnKxqGZUWkZg9H6nI3fq0Z2Q9VBYYL3+wE= | C:\Temp\vw\test data\ppmd_templates_USCL2.rvt
ppmd_templates_USCL2.rvt | USCL2 - MEDICAL GAS DESIGN | FALSE | MV | MedGas_MV | TRUE | 0a0bec6d-9172-4a2c-9fb3-7616a08f677a | aSzEgpz9hOnKxqGZUWkZg9H6nI3fq0Z2Q9VBYYL3+wE= | C:\Temp\vw\test data\ppmd_templates_USCL2.rvt | 1
ppmd_templates_USCL2.rvt | USCL2 - MEDICAL GAS DESIGN | FALSE | DHV | MedGas_DHV | TRUE | 79779898-9917-494b-a027-0013b44e14f1 | aSzEgpz9hOnKxqGZUWkZg9H6nI3fq0Z2Q9VBYYL3+wE= | C:\Temp\vw\test data\ppmd_templates_USCL2.rvt
ppmd_templates_USCL2.rvt | USCL2 - MEDICAL GAS DESIGN | FALSE | DLV | MedGas_DLV | TRUE | bcdcef93-2e56-440a-a8f7-e9973eadba59 | aSzEgpz9hOnKxqGZUWkZg9H6nI3fq0Z2Q9VBYYL3+wE= | C:\Temp\vw\test data\ppmd_templates_USCL2.rvt
ppmd_templates_USCL2.rvt | USCL2 - MEDICAL GAS DESIGN | FALSE | LDE | MedGas_LDE | TRUE | cc6496eb-fa04-4455-81d4-1dfb1e6aaa52 | aSzEgpz9hOnKxqGZUWkZg9H6nI3fq0Z2Q9VBYYL3+wE= | C:\Temp\vw\test data\ppmd_templates_USCL2.rvt
ppmd_templates_USCL2.rvt | USCL2 - MEDICAL GAS DESIGN | FALSE | OX | MedGas_OX | TRUE | 59f6c2e0-639e-4476-adf0-a5c19b1199db | aSzEgpz9hOnKxqGZUWkZg9H6nI3fq0Z2Q9VBYYL3+wE= | C:\Temp\vw\test data\ppmd_templates_USCL2.rvt
ppmd_templates_USCL2.rvt | USCL2 - MEDICAL GAS DESIGN | FALSE | NO | MedGas_NO | TRUE | 1f31b342-99ad-494b-90ce-f27b8fc04b75 | aSzEgpz9hOnKxqGZUWkZg9H6nI3fq0Z2Q9VBYYL3+wE= | C:\Temp\vw\test data\ppmd_templates_USCL2.rvt
ppmd_templates_USCL2.rvt | USCL2 - MEDICAL GAS DESIGN | FALSE | NI | MedGas_NI | TRUE | ea24567d-1f4e-45f9-907f-a79ef8b323b1 | aSzEgpz9hOnKxqGZUWkZg9H6nI3fq0Z2Q9VBYYL3+wE= | C:\Temp\vw\test data\ppmd_templates_USCL2.rvt | 1
ppmd_templates_USCL2.rvt | USCL2 - MEDICAL GAS DESIGN | FALSE | WAGD | MedGas_WAGD | TRUE | 1aa3572e-5073-44b4-acb3-ff8739230b69 | aSzEgpz9hOnKxqGZUWkZg9H6nI3fq0Z2Q9VBYYL3+wE= | C:\Temp\vw\test data\ppmd_templates_USCL2.rvt
ppmd_templates_USCL2.rvt | USCL2 - MEDICAL GAS DESIGN | FALSE | Notes1 | MedGas_Notes | TRUE | 69d1283f-21ef-46f3-9ebb-e36d00ef4da3 | aSzEgpz9hOnKxqGZUWkZg9H6nI3fq0Z2Q9VBYYL3+wE= | C:\Temp\vw\test data\ppmd_templates_USCL2.rvt
ppmd_templates_USCL2.rvt | USCL2 - MEDICAL GAS DESIGN | FALSE | Notes2 | MedGas_Notes2 | TRUE | 867f4341-094b-4cc7-b128-8c28392e09cd | aSzEgpz9hOnKxqGZUWkZg9H6nI3fq0Z2Q9VBYYL3+wE= | C:\Temp\vw\test data\ppmd_templates_USCL2.rvt
ppmd_templates_USCL2.rvt | USCL2 - STRUCTURAL DESIGN | FALSE | Structural Load¦psf | Str_FloorLoad_psf | TRUE | 654b90c9-d71e-4bcd-9f27-a1532becca95 | aSzEgpz9hOnKxqGZUWkZg9H6nI3fq0Z2Q9VBYYL3+wE= | C:\Temp\vw\test data\ppmd_templates_USCL2.rvt | 100
ppmd_templates_USCL2.rvt | USCL2 - STRUCTURAL DESIGN | FALSE | Structural Load¦kPA | Str_FloorLoad_kPA | FALSE |  | aSzEgpz9hOnKxqGZUWkZg9H6nI3fq0Z2Q9VBYYL3+wE= | C:\Temp\vw\test data\ppmd_templates_USCL2.rvt | 5
ppmd_templates_USCL2.rvt | USCL2 - STRUCTURAL DESIGN | FALSE | Notes | Str_Notes | TRUE | 509b36e6-cf53-4158-b357-61e3cedd6faa | aSzEgpz9hOnKxqGZUWkZg9H6nI3fq0Z2Q9VBYYL3+wE= | C:\Temp\vw\test data\ppmd_templates_USCL2.rvt
ppmd_templates_VEX01.rvt | VEX01 - DATA/TELEPHONE EQUIPMENT | FALSE | JSN | JSN | TRUE | 8632cd76-2ab9-457d-8db7-39197de446a2 | /Ag8xN8u3e7fQdwdK3bFrT75mklsQUm0zjAQ9z56Dbc= | C:\Temp\vw\test data\ppmd_templates_VEX01.rvt
ppmd_templates_VEX01.rvt | VEX01 - DATA/TELEPHONE EQUIPMENT | FALSE | Nomenclature | Nomenclature | TRUE | f004b755-1952-4a21-a1c1-98f41ef6a86c | /Ag8xN8u3e7fQdwdK3bFrT75mklsQUm0zjAQ9z56Dbc= | C:\Temp\vw\test data\ppmd_templates_VEX01.rvt
ppmd_templates_VEX01.rvt | VEX01 - DATA/TELEPHONE EQUIPMENT | FALSE | Qty | Count | FALSE |  | /Ag8xN8u3e7fQdwdK3bFrT75mklsQUm0zjAQ9z56Dbc= | C:\Temp\vw\test data\ppmd_templates_VEX01.rvt
ppmd_templates_VEX01.rvt | VEX01 - DATA/TELEPHONE EQUIPMENT | FALSE | Logistics¦AR | CAT_Army | TRUE | fa0e0053-bcc4-42e8-881f-6a4690f994c9 | /Ag8xN8u3e7fQdwdK3bFrT75mklsQUm0zjAQ9z56Dbc= | C:\Temp\vw\test data\ppmd_templates_VEX01.rvt
ppmd_templates_VEX01.rvt | VEX01 - DATA/TELEPHONE EQUIPMENT | FALSE | Logistics¦NA | CAT_Navy | TRUE | 183e77a6-b75d-41a5-8f81-f6abfee236ec | /Ag8xN8u3e7fQdwdK3bFrT75mklsQUm0zjAQ9z56Dbc= | C:\Temp\vw\test data\ppmd_templates_VEX01.rvt
ppmd_templates_VEX01.rvt | VEX01 - DATA/TELEPHONE EQUIPMENT | FALSE | Logistics¦AF | CAT_AF | TRUE | 053816d3-2f83-4e72-9b30-0a25ff75573f | /Ag8xN8u3e7fQdwdK3bFrT75mklsQUm0zjAQ9z56Dbc= | C:\Temp\vw\test data\ppmd_templates_VEX01.rvt
ppmd_templates_VEX01.rvt | VEX01 - DATA/TELEPHONE EQUIPMENT | FALSE | Logistics¦VA | CAT_VA | TRUE | abab06e0-bc20-4958-a9a7-acf73c376614 | /Ag8xN8u3e7fQdwdK3bFrT75mklsQUm0zjAQ9z56Dbc= | C:\Temp\vw\test data\ppmd_templates_VEX01.rvt
ppmd_templates_VEX01.rvt | VEX01 - DOOR SCHEDULE | FALSE | Mark | Construction Type | FALSE |  | /Ag8xN8u3e7fQdwdK3bFrT75mklsQUm0zjAQ9z56Dbc= | C:\Temp\vw\test data\ppmd_templates_VEX01.rvt | A
ppmd_templates_VEX01.rvt | VEX01 - DOOR SCHEDULE | FALSE | Type | Family | FALSE |  | /Ag8xN8u3e7fQdwdK3bFrT75mklsQUm0zjAQ9z56Dbc= | C:\Temp\vw\test data\ppmd_templates_VEX01.rvt | Single-Flush¦Single-Flush Vision
ppmd_templates_VEX01.rvt | VEX01 - DOOR SCHEDULE | FALSE | Count | Count | FALSE |  | /Ag8xN8u3e7fQdwdK3bFrT75mklsQUm0zjAQ9z56Dbc= | C:\Temp\vw\test data\ppmd_templates_VEX01.rvt | 1¦1
ppmd_templates_VEX01.rvt | VEX01 - DOOR SCHEDULE | FALSE | Height¦ft - in | Height | FALSE |  | /Ag8xN8u3e7fQdwdK3bFrT75mklsQUm0zjAQ9z56Dbc= | C:\Temp\vw\test data\ppmd_templates_VEX01.rvt | 7' - 0"¦7' - 0"
ppmd_templates_VEX01.rvt | VEX01 - DOOR SCHEDULE | FALSE | Width¦ft - in | Width | FALSE |  | /Ag8xN8u3e7fQdwdK3bFrT75mklsQUm0zjAQ9z56Dbc= | C:\Temp\vw\test data\ppmd_templates_VEX01.rvt | 3' - 0"¦3' - 0"
ppmd_templates_VEX01.rvt | VEX01 - DOOR SCHEDULE | FALSE | Notes | Type Comments | FALSE |  | /Ag8xN8u3e7fQdwdK3bFrT75mklsQUm0zjAQ9z56Dbc= | C:\Temp\vw\test data\ppmd_templates_VEX01.rvt
ppmd_templates_VEX01.rvt | VEX01 - ELECTRICAL DESIGN | FALSE | Lighting¦LUX1 | Light_Level_LUX | TRUE | fc853981-f613-4f05-81bd-e48fb947424b | /Ag8xN8u3e7fQdwdK3bFrT75mklsQUm0zjAQ9z56Dbc= | C:\Temp\vw\test data\ppmd_templates_VEX01.rvt | 500
ppmd_templates_VEX01.rvt | VEX01 - ELECTRICAL DESIGN | FALSE | Lighting¦Footcandles1 | Light_Level_FC | FALSE |  | /Ag8xN8u3e7fQdwdK3bFrT75mklsQUm0zjAQ9z56Dbc= | C:\Temp\vw\test data\ppmd_templates_VEX01.rvt | 46
ppmd_templates_VEX01.rvt | VEX01 - ELECTRICAL DESIGN | FALSE | Lighting¦LUX2 | Light_Level_LUX2 | TRUE | 172f1cff-58cc-41cd-b888-0e7a81d2bf40 | /Ag8xN8u3e7fQdwdK3bFrT75mklsQUm0zjAQ9z56Dbc= | C:\Temp\vw\test data\ppmd_templates_VEX01.rvt | 1100
ppmd_templates_VEX01.rvt | VEX01 - ELECTRICAL DESIGN | FALSE | Lighting¦Footcandles2 | Light_Level_FC2 | FALSE |  | /Ag8xN8u3e7fQdwdK3bFrT75mklsQUm0zjAQ9z56Dbc= | C:\Temp\vw\test data\ppmd_templates_VEX01.rvt | 102
ppmd_templates_VEX01.rvt | VEX01 - ELECTRICAL DESIGN | FALSE | Lighting¦Notes | Light_Notes | TRUE | a36245ac-ea57-45c2-bac5-bed4d04a4f78 | /Ag8xN8u3e7fQdwdK3bFrT75mklsQUm0zjAQ9z56Dbc= | C:\Temp\vw\test data\ppmd_templates_VEX01.rvt | D
ppmd_templates_VEX01.rvt | VEX01 - ELECTRICAL DESIGN | FALSE | Lighting¦Notes2 | Light_Notes2 | TRUE | 6d0b4891-ce4c-45f8-9560-387866098a10 | /Ag8xN8u3e7fQdwdK3bFrT75mklsQUm0zjAQ9z56Dbc= | C:\Temp\vw\test data\ppmd_templates_VEX01.rvt
ppmd_templates_VEX01.rvt | VEX01 - ELECTRICAL DESIGN | FALSE | Essential Power¦% Power | ES_Power% | TRUE | 7cbfe71a-865f-4cf4-b400-c67e3939439b | /Ag8xN8u3e7fQdwdK3bFrT75mklsQUm0zjAQ9z56Dbc= | C:\Temp\vw\test data\ppmd_templates_VEX01.rvt | R
ppmd_templates_VEX01.rvt | VEX01 - ELECTRICAL DESIGN | FALSE | Essential Power¦% Light | ES_Light% | TRUE | af00a8bb-40cb-434a-a7e5-b4140f3c844f | /Ag8xN8u3e7fQdwdK3bFrT75mklsQUm0zjAQ9z56Dbc= | C:\Temp\vw\test data\ppmd_templates_VEX01.rvt | LB
ppmd_templates_VEX01.rvt | VEX01 - ELECTRICAL DESIGN | FALSE | Essential Power¦Notes | ES_Notes | TRUE | 0c3ae867-1060-40b5-bb68-261d16a167a0 | /Ag8xN8u3e7fQdwdK3bFrT75mklsQUm0zjAQ9z56Dbc= | C:\Temp\vw\test data\ppmd_templates_VEX01.rvt | -
ppmd_templates_VEX01.rvt | VEX01 - EQUIPMENT SCHEDULE | TRUE | JSN | JSN | TRUE | 8632cd76-2ab9-457d-8db7-39197de446a2 | /Ag8xN8u3e7fQdwdK3bFrT75mklsQUm0zjAQ9z56Dbc= | C:\Temp\vw\test data\ppmd_templates_VEX01.rvt | A5075¦A5077¦A5080¦A5106¦A5107¦A5145¦C01D0¦C0036¦CD040¦CS090¦CT020¦F0205¦F2010¦F3200¦M1801¦M1803¦M4205¦M7405¦R6200¦V0025
ppmd_templates_VEX01.rvt | VEX01 - EQUIPMENT SCHEDULE | TRUE | Nomenclature | Nomenclature | TRUE | f004b755-1952-4a21-a1c1-98f41ef6a86c | /Ag8xN8u3e7fQdwdK3bFrT75mklsQUm0zjAQ9z56Dbc= | C:\Temp\vw\test data\ppmd_templates_VEX01.rvt | Dispenser, Soap, Disposable¦Dispenser, Hand Sanitzer, Hands free¦Dispenser, Paper Towel, SS, Surface Mounted¦Waste Disposal Unit, Sharps w/Glove Dispenser¦Dispenser, Glove, Surgical/Examination, Wall Mntd¦Hook, Garment, Double, SS, Surface Mounted¦Cabinet, U/C/B, 4 Drawer, 36x18x22¦Rail, Apron, 4x30x1¦Cabinet, W/H, 2 Shelf, 2 DO, Sloping Top, 38x36x13¦Sink, SS, Single Compartment, 7.5x19x16 ID¦Countertop, Solid Surface¦Chair, Side With Arms¦Basket, Wastepaper, Step-On¦Clock, Battery, 12" Diameter¦Computer, Microprocessing, w/Flat Panel Monitor¦Workstation, Computer, Wall Mounted, Adjustable¦Otoscope/Ophthalmoscope, Desk Charger Set¦Light, Exam, Ceiling Mounted¦Refrigerator, U/C or F/S, 5 Cu Ft¦Table, Exam/Treatment, Lift w/Scale
ppmd_templates_VEX01.rvt | VEX01 - EQUIPMENT SCHEDULE | TRUE | Qty | Count | FALSE |  | /Ag8xN8u3e7fQdwdK3bFrT75mklsQUm0zjAQ9z56Dbc= | C:\Temp\vw\test data\ppmd_templates_VEX01.rvt | 1¦1¦1¦1¦1¦1¦1¦1¦1¦1¦1¦2¦1¦1¦1¦1¦1¦1¦1¦1
ppmd_templates_VEX01.rvt | VEX01 - EQUIPMENT SCHEDULE | TRUE | LF | Comments | FALSE |  | /Ag8xN8u3e7fQdwdK3bFrT75mklsQUm0zjAQ9z56Dbc= | C:\Temp\vw\test data\ppmd_templates_VEX01.rvt | 6'-0"
ppmd_templates_VEX01.rvt | VEX01 - EQUIPMENT SCHEDULE | TRUE | Logistics¦AR | CAT_Army | TRUE | fa0e0053-bcc4-42e8-881f-6a4690f994c9 | /Ag8xN8u3e7fQdwdK3bFrT75mklsQUm0zjAQ9z56Dbc= | C:\Temp\vw\test data\ppmd_templates_VEX01.rvt | C¦C¦A¦C¦C¦A¦A¦A¦A¦A¦A¦C¦C¦C¦C¦C¦C¦A¦C¦C
ppmd_templates_VEX01.rvt | VEX01 - EQUIPMENT SCHEDULE | TRUE | Logistics¦NA | CAT_Navy | TRUE | 183e77a6-b75d-41a5-8f81-f6abfee236ec | /Ag8xN8u3e7fQdwdK3bFrT75mklsQUm0zjAQ9z56Dbc= | C:\Temp\vw\test data\ppmd_templates_VEX01.rvt | C¦C¦A¦A¦C¦A¦A¦A¦A¦A¦A¦C¦C¦C¦C¦C¦C¦A¦C¦C
ppmd_templates_VEX01.rvt | VEX01 - EQUIPMENT SCHEDULE | TRUE | Logistics¦AF | CAT_AF | TRUE | 053816d3-2f83-4e72-9b30-0a25ff75573f | /Ag8xN8u3e7fQdwdK3bFrT75mklsQUm0zjAQ9z56Dbc= | C:\Temp\vw\test data\ppmd_templates_VEX01.rvt | C¦C¦A¦C¦C¦A¦A¦A¦A¦A¦A¦C¦C¦C¦C¦C¦C¦A¦C¦C
ppmd_templates_VEX01.rvt | VEX01 - EQUIPMENT SCHEDULE | TRUE | Logistics¦VA | CAT_VA | TRUE | abab06e0-bc20-4958-a9a7-acf73c376614 | /Ag8xN8u3e7fQdwdK3bFrT75mklsQUm0zjAQ9z56Dbc= | C:\Temp\vw\test data\ppmd_templates_VEX01.rvt | C¦C¦A¦C¦C¦A¦A¦A¦A¦A¦A¦C¦C¦C¦C¦C¦C¦A¦C¦C
ppmd_templates_VEX01.rvt | VEX01 - EQUIPMENT SCHEDULE | TRUE | Utilities¦1 | UTIL_1_WaterDrain | TRUE | 594b780e-c62e-473b-9f66-4d3db2fa1b7f | /Ag8xN8u3e7fQdwdK3bFrT75mklsQUm0zjAQ9z56Dbc= | C:\Temp\vw\test data\ppmd_templates_VEX01.rvt | -¦-¦-¦-¦-¦-¦-¦-¦-¦D¦-¦-¦-¦-¦-¦-¦-¦-¦-¦-
ppmd_templates_VEX01.rvt | VEX01 - EQUIPMENT SCHEDULE | TRUE | Utilities¦2 | UTIL_2_Elec | TRUE | 28082216-138e-4a2f-9824-e96dbd7e3cd0 | /Ag8xN8u3e7fQdwdK3bFrT75mklsQUm0zjAQ9z56Dbc= | C:\Temp\vw\test data\ppmd_templates_VEX01.rvt | -¦-¦-¦-¦-¦-¦-¦-¦-¦-¦-¦-¦-¦-¦A¦A¦A¦F¦A¦A
ppmd_templates_VEX01.rvt | VEX01 - EQUIPMENT SCHEDULE | TRUE | Utilities¦3 | UTIL_3_MedGas | TRUE | 22af1ef2-54f0-4b6e-b40a-7064dfb8769c | /Ag8xN8u3e7fQdwdK3bFrT75mklsQUm0zjAQ9z56Dbc= | C:\Temp\vw\test data\ppmd_templates_VEX01.rvt | -¦-¦-¦-¦-¦-¦-¦-¦-¦-¦-¦-¦-¦-¦-¦-¦-¦-¦-¦-
ppmd_templates_VEX01.rvt | VEX01 - EQUIPMENT SCHEDULE | TRUE | Utilities¦4 | UTIL_4_MiscGas | TRUE | 745b8c3e-fd4a-4430-994a-d25826e1e484 | /Ag8xN8u3e7fQdwdK3bFrT75mklsQUm0zjAQ9z56Dbc= | C:\Temp\vw\test data\ppmd_templates_VEX01.rvt | -¦-¦-¦-¦-¦-¦-¦-¦-¦-¦-¦-¦-¦-¦-¦-¦-¦-¦-¦-
ppmd_templates_VEX01.rvt | VEX01 - EQUIPMENT SCHEDULE | TRUE | Utilities¦5 | UTIL_5_NonMedGas | TRUE | 323edf97-d058-44ef-a0fb-1836c80554d8 | /Ag8xN8u3e7fQdwdK3bFrT75mklsQUm0zjAQ9z56Dbc= | C:\Temp\vw\test data\ppmd_templates_VEX01.rvt | -¦-¦-¦-¦-¦-¦-¦-¦-¦-¦-¦-¦-¦-¦-¦-¦-¦-¦-¦-
ppmd_templates_VEX01.rvt | VEX01 - EQUIPMENT SCHEDULE | TRUE | Utilities¦6 | UTIL_6_Misc | TRUE | 38083e2d-8ba3-4868-9752-742b7a4a9586 | /Ag8xN8u3e7fQdwdK3bFrT75mklsQUm0zjAQ9z56Dbc= | C:\Temp\vw\test data\ppmd_templates_VEX01.rvt | -¦-¦-¦-¦-¦-¦-¦-¦-¦-¦-¦-¦-¦-¦-¦-¦-¦-¦-¦-
ppmd_templates_VEX01.rvt | VEX01 - INTERIOR DESIGN | FALSE | Floor Finish¦Preferred | Floor Finish | FALSE |  | /Ag8xN8u3e7fQdwdK3bFrT75mklsQUm0zjAQ9z56Dbc= | C:\Temp\vw\test data\ppmd_templates_VEX01.rvt | AR
ppmd_templates_VEX01.rvt | VEX01 - INTERIOR DESIGN | FALSE | Floor Finish¦Alternate | Floor Finish2 | TRUE | 4030719d-a272-441a-8bfa-d5eb510a1687 | /Ag8xN8u3e7fQdwdK3bFrT75mklsQUm0zjAQ9z56Dbc= | C:\Temp\vw\test data\ppmd_templates_VEX01.rvt | -
ppmd_templates_VEX01.rvt | VEX01 - INTERIOR DESIGN | FALSE | Wall Finish¦Preferred | Wall Finish | FALSE |  | /Ag8xN8u3e7fQdwdK3bFrT75mklsQUm0zjAQ9z56Dbc= | C:\Temp\vw\test data\ppmd_templates_VEX01.rvt | BEP
ppmd_templates_VEX01.rvt | VEX01 - INTERIOR DESIGN | FALSE | Wall Finish¦Alternate | Wall Finish2 | TRUE | 5a49d499-57b3-4e1f-afc0-4c041c862be1 | /Ag8xN8u3e7fQdwdK3bFrT75mklsQUm0zjAQ9z56Dbc= | C:\Temp\vw\test data\ppmd_templates_VEX01.rvt | -
ppmd_templates_VEX01.rvt | VEX01 - INTERIOR DESIGN | FALSE | Ceiling Finish¦Preferred | Ceiling Finish | FALSE |  | /Ag8xN8u3e7fQdwdK3bFrT75mklsQUm0zjAQ9z56Dbc= | C:\Temp\vw\test data\ppmd_templates_VEX01.rvt | GEP
ppmd_templates_VEX01.rvt | VEX01 - INTERIOR DESIGN | FALSE | Ceiling Finish¦Alternate | Ceiling Finish2 | TRUE | acb31fd1-378b-4329-97b0-400ae39b5bc4 | /Ag8xN8u3e7fQdwdK3bFrT75mklsQUm0zjAQ9z56Dbc= | C:\Temp\vw\test data\ppmd_templates_VEX01.rvt | -
ppmd_templates_VEX01.rvt | VEX01 - INTERIOR DESIGN | FALSE | Room Height¦ft - in | Ceiling_Hgt_IP | TRUE | 9f14ca4f-2465-4385-a17c-7aa549f64c09 | /Ag8xN8u3e7fQdwdK3bFrT75mklsQUm0zjAQ9z56Dbc= | C:\Temp\vw\test data\ppmd_templates_VEX01.rvt | 9' - 0"
ppmd_templates_VEX01.rvt | VEX01 - INTERIOR DESIGN | FALSE | Room Noise¦Min NC | Noise_NC_MIN | TRUE | 8c49df6c-7d6b-49fd-9459-f57d0921d704 | /Ag8xN8u3e7fQdwdK3bFrT75mklsQUm0zjAQ9z56Dbc= | C:\Temp\vw\test data\ppmd_templates_VEX01.rvt | 30
ppmd_templates_VEX01.rvt | VEX01 - INTERIOR DESIGN | FALSE | Room Noise¦Max NC | Noise_NC_MAX | TRUE | 629b571a-1c14-443c-b8e8-1130b5edb513 | /Ag8xN8u3e7fQdwdK3bFrT75mklsQUm0zjAQ9z56Dbc= | C:\Temp\vw\test data\ppmd_templates_VEX01.rvt | 40
ppmd_templates_VEX01.rvt | VEX01 - INTERIOR DESIGN | FALSE | Room Noise¦SC | Noise_SC | TRUE | 44bf9cd1-070a-432c-87d9-26a3211cfe07 | /Ag8xN8u3e7fQdwdK3bFrT75mklsQUm0zjAQ9z56Dbc= | C:\Temp\vw\test data\ppmd_templates_VEX01.rvt | 50
ppmd_templates_VEX01.rvt | VEX01 - MECHANICAL DESIGN | FALSE | Air Balance | Air_Balance | TRUE | 587b3cf9-4450-4d95-b8ef-0e93665dbd91 | /Ag8xN8u3e7fQdwdK3bFrT75mklsQUm0zjAQ9z56Dbc= | C:\Temp\vw\test data\ppmd_templates_VEX01.rvt | 0
ppmd_templates_VEX01.rvt | VEX01 - MECHANICAL DESIGN | FALSE | Air Changes Total | Air_Changes_Total | TRUE | 3988d7f3-0f28-4410-866c-5bc65e1d842a | /Ag8xN8u3e7fQdwdK3bFrT75mklsQUm0zjAQ9z56Dbc= | C:\Temp\vw\test data\ppmd_templates_VEX01.rvt | 4
ppmd_templates_VEX01.rvt | VEX01 - MECHANICAL DESIGN | FALSE | Air Changes OA | Air_Changes_OA | TRUE | b7af949f-3b64-4f85-9391-d9f17dcaad1e | /Ag8xN8u3e7fQdwdK3bFrT75mklsQUm0zjAQ9z56Dbc= | C:\Temp\vw\test data\ppmd_templates_VEX01.rvt | 2
ppmd_templates_VEX01.rvt | VEX01 - MECHANICAL DESIGN | FALSE | 100% Exhaust Air | Exhaust_Air_100% | TRUE | 62b97784-583b-47d5-90a3-a90bbb961b6e | /Ag8xN8u3e7fQdwdK3bFrT75mklsQUm0zjAQ9z56Dbc= | C:\Temp\vw\test data\ppmd_templates_VEX01.rvt | Y
ppmd_templates_VEX01.rvt | VEX01 - MECHANICAL DESIGN | FALSE | Summer Temp¦F | Temp_Summer_F | TRUE | 1cbf6964-bd0f-4852-b367-ef4828e2e2cc | /Ag8xN8u3e7fQdwdK3bFrT75mklsQUm0zjAQ9z56Dbc= | C:\Temp\vw\test data\ppmd_templates_VEX01.rvt
ppmd_templates_VEX01.rvt | VEX01 - MECHANICAL DESIGN | FALSE | Summer Temp¦C | Temp_Summer_C | FALSE |  | /Ag8xN8u3e7fQdwdK3bFrT75mklsQUm0zjAQ9z56Dbc= | C:\Temp\vw\test data\ppmd_templates_VEX01.rvt
ppmd_templates_VEX01.rvt | VEX01 - MECHANICAL DESIGN | FALSE | Summer Temp¦Note | Temp_Summer_Note | TRUE | 6248fa3c-bb43-4e1c-91bb-60e102e573b7 | /Ag8xN8u3e7fQdwdK3bFrT75mklsQUm0zjAQ9z56Dbc= | C:\Temp\vw\test data\ppmd_templates_VEX01.rvt
ppmd_templates_VEX01.rvt | VEX01 - MECHANICAL DESIGN | FALSE | Winter Temp¦F | Temp_Winter_F | TRUE | b4f9888f-41ad-47ef-a6af-145b3de732c9 | /Ag8xN8u3e7fQdwdK3bFrT75mklsQUm0zjAQ9z56Dbc= | C:\Temp\vw\test data\ppmd_templates_VEX01.rvt | 68
ppmd_templates_VEX01.rvt | VEX01 - MECHANICAL DESIGN | FALSE | Winter Temp¦C | Temp_Winter_C | FALSE |  | /Ag8xN8u3e7fQdwdK3bFrT75mklsQUm0zjAQ9z56Dbc= | C:\Temp\vw\test data\ppmd_templates_VEX01.rvt | 20
ppmd_templates_VEX01.rvt | VEX01 - MECHANICAL DESIGN | FALSE | Winter Temp¦Note | Temp_Winter_Note | TRUE | aacd83fc-f530-464e-b089-01667d3c52cd | /Ag8xN8u3e7fQdwdK3bFrT75mklsQUm0zjAQ9z56Dbc= | C:\Temp\vw\test data\ppmd_templates_VEX01.rvt
ppmd_templates_VEX01.rvt | VEX01 - MECHANICAL DESIGN | FALSE | Max Relative Humidity | Relative_Humidity | TRUE | 36ead6c1-4384-4a65-8654-06a60aef94cb | /Ag8xN8u3e7fQdwdK3bFrT75mklsQUm0zjAQ9z56Dbc= | C:\Temp\vw\test data\ppmd_templates_VEX01.rvt | -
ppmd_templates_VEX01.rvt | VEX01 - MECHANICAL DESIGN | FALSE | Filtration¦Interm % | Filtration_Inter_% | TRUE | 4f03ad65-f905-419e-a0cf-8f58fe921fbc | /Ag8xN8u3e7fQdwdK3bFrT75mklsQUm0zjAQ9z56Dbc= | C:\Temp\vw\test data\ppmd_templates_VEX01.rvt | 13
ppmd_templates_VEX01.rvt | VEX01 - MECHANICAL DESIGN | FALSE | Filtration¦Final % | Filtration_Final_% | TRUE | cc736e5f-46f5-476a-8d0a-ceb32d8d4e5a | /Ag8xN8u3e7fQdwdK3bFrT75mklsQUm0zjAQ9z56Dbc= | C:\Temp\vw\test data\ppmd_templates_VEX01.rvt | -
ppmd_templates_VEX01.rvt | VEX01 - MECHANICAL DESIGN | FALSE | Notes | Mech_Notes | TRUE | a32df790-0ab9-4c4a-b19c-511c2eef6d56 | /Ag8xN8u3e7fQdwdK3bFrT75mklsQUm0zjAQ9z56Dbc= | C:\Temp\vw\test data\ppmd_templates_VEX01.rvt | -
ppmd_templates_VEX01.rvt | VEX01 - MEDICAL GAS DESIGN | FALSE | MCA | MedGas_MCA | TRUE | 3b23ea7f-b9f1-4749-8a2b-eb6a4fab4cdc | /Ag8xN8u3e7fQdwdK3bFrT75mklsQUm0zjAQ9z56Dbc= | C:\Temp\vw\test data\ppmd_templates_VEX01.rvt | 1
ppmd_templates_VEX01.rvt | VEX01 - MEDICAL GAS DESIGN | FALSE | DCA | MedGas_DCA | TRUE | 20dc9c73-7465-4e8a-8300-4a8b5a46a91c | /Ag8xN8u3e7fQdwdK3bFrT75mklsQUm0zjAQ9z56Dbc= | C:\Temp\vw\test data\ppmd_templates_VEX01.rvt | -
ppmd_templates_VEX01.rvt | VEX01 - MEDICAL GAS DESIGN | FALSE | LA | MedGas_LA | TRUE | 99801083-d820-4c5f-ad07-ab168e1bbda0 | /Ag8xN8u3e7fQdwdK3bFrT75mklsQUm0zjAQ9z56Dbc= | C:\Temp\vw\test data\ppmd_templates_VEX01.rvt | -
ppmd_templates_VEX01.rvt | VEX01 - MEDICAL GAS DESIGN | FALSE | PA | MedGas_PA | TRUE | 55793ba6-1647-428e-86f6-5ce4153c7f2e | /Ag8xN8u3e7fQdwdK3bFrT75mklsQUm0zjAQ9z56Dbc= | C:\Temp\vw\test data\ppmd_templates_VEX01.rvt | -
ppmd_templates_VEX01.rvt | VEX01 - MEDICAL GAS DESIGN | FALSE | MV | MedGas_MV | TRUE | 0a0bec6d-9172-4a2c-9fb3-7616a08f677a | /Ag8xN8u3e7fQdwdK3bFrT75mklsQUm0zjAQ9z56Dbc= | C:\Temp\vw\test data\ppmd_templates_VEX01.rvt | 1
ppmd_templates_VEX01.rvt | VEX01 - MEDICAL GAS DESIGN | FALSE | DHV | MedGas_DHV | TRUE | 79779898-9917-494b-a027-0013b44e14f1 | /Ag8xN8u3e7fQdwdK3bFrT75mklsQUm0zjAQ9z56Dbc= | C:\Temp\vw\test data\ppmd_templates_VEX01.rvt | -
ppmd_templates_VEX01.rvt | VEX01 - MEDICAL GAS DESIGN | FALSE | DLV | MedGas_DLV | TRUE | bcdcef93-2e56-440a-a8f7-e9973eadba59 | /Ag8xN8u3e7fQdwdK3bFrT75mklsQUm0zjAQ9z56Dbc= | C:\Temp\vw\test data\ppmd_templates_VEX01.rvt | -
ppmd_templates_VEX01.rvt | VEX01 - MEDICAL GAS DESIGN | FALSE | LDE | MedGas_LDE | TRUE | cc6496eb-fa04-4455-81d4-1dfb1e6aaa52 | /Ag8xN8u3e7fQdwdK3bFrT75mklsQUm0zjAQ9z56Dbc= | C:\Temp\vw\test data\ppmd_templates_VEX01.rvt | -
ppmd_templates_VEX01.rvt | VEX01 - MEDICAL GAS DESIGN | FALSE | OX | MedGas_OX | TRUE | 59f6c2e0-639e-4476-adf0-a5c19b1199db | /Ag8xN8u3e7fQdwdK3bFrT75mklsQUm0zjAQ9z56Dbc= | C:\Temp\vw\test data\ppmd_templates_VEX01.rvt | -
ppmd_templates_VEX01.rvt | VEX01 - MEDICAL GAS DESIGN | FALSE | NO | MedGas_NO | TRUE | 1f31b342-99ad-494b-90ce-f27b8fc04b75 | /Ag8xN8u3e7fQdwdK3bFrT75mklsQUm0zjAQ9z56Dbc= | C:\Temp\vw\test data\ppmd_templates_VEX01.rvt | 1
ppmd_templates_VEX01.rvt | VEX01 - MEDICAL GAS DESIGN | FALSE | NI | MedGas_NI | TRUE | ea24567d-1f4e-45f9-907f-a79ef8b323b1 | /Ag8xN8u3e7fQdwdK3bFrT75mklsQUm0zjAQ9z56Dbc= | C:\Temp\vw\test data\ppmd_templates_VEX01.rvt | -
ppmd_templates_VEX01.rvt | VEX01 - MEDICAL GAS DESIGN | FALSE | WAGD | MedGas_WAGD | TRUE | 1aa3572e-5073-44b4-acb3-ff8739230b69 | /Ag8xN8u3e7fQdwdK3bFrT75mklsQUm0zjAQ9z56Dbc= | C:\Temp\vw\test data\ppmd_templates_VEX01.rvt | -
ppmd_templates_VEX01.rvt | VEX01 - MEDICAL GAS DESIGN | FALSE | Notes1 | MedGas_Notes | TRUE | 69d1283f-21ef-46f3-9ebb-e36d00ef4da3 | /Ag8xN8u3e7fQdwdK3bFrT75mklsQUm0zjAQ9z56Dbc= | C:\Temp\vw\test data\ppmd_templates_VEX01.rvt | -
ppmd_templates_VEX01.rvt | VEX01 - MEDICAL GAS DESIGN | FALSE | Notes2 | MedGas_Notes2 | TRUE | 867f4341-094b-4cc7-b128-8c28392e09cd | /Ag8xN8u3e7fQdwdK3bFrT75mklsQUm0zjAQ9z56Dbc= | C:\Temp\vw\test data\ppmd_templates_VEX01.rvt
ppmd_templates_VEX01.rvt | VEX01 - STRUCTURAL DESIGN | FALSE | Structural Load¦psf | Str_FloorLoad_psf | TRUE | 654b90c9-d71e-4bcd-9f27-a1532becca95 | /Ag8xN8u3e7fQdwdK3bFrT75mklsQUm0zjAQ9z56Dbc= | C:\Temp\vw\test data\ppmd_templates_VEX01.rvt | 0
ppmd_templates_VEX01.rvt | VEX01 - STRUCTURAL DESIGN | FALSE | Structural Load¦kPA | Str_FloorLoad_kPA | FALSE |  | /Ag8xN8u3e7fQdwdK3bFrT75mklsQUm0zjAQ9z56Dbc= | C:\Temp\vw\test data\ppmd_templates_VEX01.rvt | 0
ppmd_templates_VEX01.rvt | VEX01 - STRUCTURAL DESIGN | FALSE | Notes | Str_Notes | TRUE | 509b36e6-cf53-4158-b357-61e3cedd6faa | /Ag8xN8u3e7fQdwdK3bFrT75mklsQUm0zjAQ9z56Dbc= | C:\Temp\vw\test data\ppmd_templates_VEX01.rvt | C
ppmd_templates_VEX02.rvt | VEX02 - DATA/TELEPHONE EQUIPMENT | FALSE | JSN | JSN | TRUE | 8632cd76-2ab9-457d-8db7-39197de446a2 | EUFkQe68mED2tI1aJcklmePXzdljBHXNwC8dcv9mR08= | C:\Temp\vw\test data\ppmd_templates_VEX02.rvt
ppmd_templates_VEX02.rvt | VEX02 - DATA/TELEPHONE EQUIPMENT | FALSE | Nomenclature | Nomenclature | TRUE | f004b755-1952-4a21-a1c1-98f41ef6a86c | EUFkQe68mED2tI1aJcklmePXzdljBHXNwC8dcv9mR08= | C:\Temp\vw\test data\ppmd_templates_VEX02.rvt
ppmd_templates_VEX02.rvt | VEX02 - DATA/TELEPHONE EQUIPMENT | FALSE | Qty | Count | FALSE |  | EUFkQe68mED2tI1aJcklmePXzdljBHXNwC8dcv9mR08= | C:\Temp\vw\test data\ppmd_templates_VEX02.rvt
ppmd_templates_VEX02.rvt | VEX02 - DATA/TELEPHONE EQUIPMENT | FALSE | Logistics¦AR | CAT_Army | TRUE | fa0e0053-bcc4-42e8-881f-6a4690f994c9 | EUFkQe68mED2tI1aJcklmePXzdljBHXNwC8dcv9mR08= | C:\Temp\vw\test data\ppmd_templates_VEX02.rvt
ppmd_templates_VEX02.rvt | VEX02 - DATA/TELEPHONE EQUIPMENT | FALSE | Logistics¦NA | CAT_Navy | TRUE | 183e77a6-b75d-41a5-8f81-f6abfee236ec | EUFkQe68mED2tI1aJcklmePXzdljBHXNwC8dcv9mR08= | C:\Temp\vw\test data\ppmd_templates_VEX02.rvt
ppmd_templates_VEX02.rvt | VEX02 - DATA/TELEPHONE EQUIPMENT | FALSE | Logistics¦AF | CAT_AF | TRUE | 053816d3-2f83-4e72-9b30-0a25ff75573f | EUFkQe68mED2tI1aJcklmePXzdljBHXNwC8dcv9mR08= | C:\Temp\vw\test data\ppmd_templates_VEX02.rvt
ppmd_templates_VEX02.rvt | VEX02 - DATA/TELEPHONE EQUIPMENT | FALSE | Logistics¦VA | CAT_VA | TRUE | abab06e0-bc20-4958-a9a7-acf73c376614 | EUFkQe68mED2tI1aJcklmePXzdljBHXNwC8dcv9mR08= | C:\Temp\vw\test data\ppmd_templates_VEX02.rvt
ppmd_templates_VEX02.rvt | VEX02 - DOOR SCHEDULE | FALSE | Mark | Construction Type | FALSE |  | EUFkQe68mED2tI1aJcklmePXzdljBHXNwC8dcv9mR08= | C:\Temp\vw\test data\ppmd_templates_VEX02.rvt | A
ppmd_templates_VEX02.rvt | VEX02 - DOOR SCHEDULE | FALSE | Type | Family | FALSE |  | EUFkQe68mED2tI1aJcklmePXzdljBHXNwC8dcv9mR08= | C:\Temp\vw\test data\ppmd_templates_VEX02.rvt | Single-Flush
ppmd_templates_VEX02.rvt | VEX02 - DOOR SCHEDULE | FALSE | Count | Count | FALSE |  | EUFkQe68mED2tI1aJcklmePXzdljBHXNwC8dcv9mR08= | C:\Temp\vw\test data\ppmd_templates_VEX02.rvt | 1
ppmd_templates_VEX02.rvt | VEX02 - DOOR SCHEDULE | FALSE | Height¦ft - in | Height | FALSE |  | EUFkQe68mED2tI1aJcklmePXzdljBHXNwC8dcv9mR08= | C:\Temp\vw\test data\ppmd_templates_VEX02.rvt | 7' - 0"
ppmd_templates_VEX02.rvt | VEX02 - DOOR SCHEDULE | FALSE | Width¦ft - in | Width | FALSE |  | EUFkQe68mED2tI1aJcklmePXzdljBHXNwC8dcv9mR08= | C:\Temp\vw\test data\ppmd_templates_VEX02.rvt | 3' - 0"
ppmd_templates_VEX02.rvt | VEX02 - DOOR SCHEDULE | FALSE | Notes | Type Comments | FALSE |  | EUFkQe68mED2tI1aJcklmePXzdljBHXNwC8dcv9mR08= | C:\Temp\vw\test data\ppmd_templates_VEX02.rvt
ppmd_templates_VEX02.rvt | VEX02 - ELECTRICAL DESIGN | FALSE | Lighting¦LUX1 | Light_Level_LUX | TRUE | fc853981-f613-4f05-81bd-e48fb947424b | EUFkQe68mED2tI1aJcklmePXzdljBHXNwC8dcv9mR08= | C:\Temp\vw\test data\ppmd_templates_VEX02.rvt | 500
ppmd_templates_VEX02.rvt | VEX02 - ELECTRICAL DESIGN | FALSE | Lighting¦Footcandles1 | Light_Level_FC | FALSE |  | EUFkQe68mED2tI1aJcklmePXzdljBHXNwC8dcv9mR08= | C:\Temp\vw\test data\ppmd_templates_VEX02.rvt | 46
ppmd_templates_VEX02.rvt | VEX02 - ELECTRICAL DESIGN | FALSE | Lighting¦LUX2 | Light_Level_LUX2 | TRUE | 172f1cff-58cc-41cd-b888-0e7a81d2bf40 | EUFkQe68mED2tI1aJcklmePXzdljBHXNwC8dcv9mR08= | C:\Temp\vw\test data\ppmd_templates_VEX02.rvt | 1100
ppmd_templates_VEX02.rvt | VEX02 - ELECTRICAL DESIGN | FALSE | Lighting¦Footcandles2 | Light_Level_FC2 | FALSE |  | EUFkQe68mED2tI1aJcklmePXzdljBHXNwC8dcv9mR08= | C:\Temp\vw\test data\ppmd_templates_VEX02.rvt | 102
ppmd_templates_VEX02.rvt | VEX02 - ELECTRICAL DESIGN | FALSE | Lighting¦Notes | Light_Notes | TRUE | a36245ac-ea57-45c2-bac5-bed4d04a4f78 | EUFkQe68mED2tI1aJcklmePXzdljBHXNwC8dcv9mR08= | C:\Temp\vw\test data\ppmd_templates_VEX02.rvt | D
ppmd_templates_VEX02.rvt | VEX02 - ELECTRICAL DESIGN | FALSE | Lighting¦Notes2 | Light_Notes2 | TRUE | 6d0b4891-ce4c-45f8-9560-387866098a10 | EUFkQe68mED2tI1aJcklmePXzdljBHXNwC8dcv9mR08= | C:\Temp\vw\test data\ppmd_templates_VEX02.rvt
ppmd_templates_VEX02.rvt | VEX02 - ELECTRICAL DESIGN | FALSE | Essential Power¦% Power | ES_Power% | TRUE | 7cbfe71a-865f-4cf4-b400-c67e3939439b | EUFkQe68mED2tI1aJcklmePXzdljBHXNwC8dcv9mR08= | C:\Temp\vw\test data\ppmd_templates_VEX02.rvt | R
ppmd_templates_VEX02.rvt | VEX02 - ELECTRICAL DESIGN | FALSE | Essential Power¦% Light | ES_Light% | TRUE | af00a8bb-40cb-434a-a7e5-b4140f3c844f | EUFkQe68mED2tI1aJcklmePXzdljBHXNwC8dcv9mR08= | C:\Temp\vw\test data\ppmd_templates_VEX02.rvt | LB
ppmd_templates_VEX02.rvt | VEX02 - ELECTRICAL DESIGN | FALSE | Essential Power¦Notes | ES_Notes | TRUE | 0c3ae867-1060-40b5-bb68-261d16a167a0 | EUFkQe68mED2tI1aJcklmePXzdljBHXNwC8dcv9mR08= | C:\Temp\vw\test data\ppmd_templates_VEX02.rvt | -
ppmd_templates_VEX02.rvt | VEX02 - EQUIPMENT SCHEDULE | TRUE | JSN | JSN | TRUE | 8632cd76-2ab9-457d-8db7-39197de446a2 | EUFkQe68mED2tI1aJcklmePXzdljBHXNwC8dcv9mR08= | C:\Temp\vw\test data\ppmd_templates_VEX02.rvt | A5075¦A5077¦A5080¦A5107¦A5108¦A5145¦C04J0¦C04L0¦C0037¦CS040¦CT050¦CW030¦F0340¦F2010¦F3200¦M0515¦M3073¦M4200¦M4255¦M7470¦M7845¦M8810¦M8900¦M8905¦V0020¦V0030¦V0150¦X2125
ppmd_templates_VEX02.rvt | VEX02 - EQUIPMENT SCHEDULE | TRUE | Nomenclature | Nomenclature | TRUE | f004b755-1952-4a21-a1c1-98f41ef6a86c | EUFkQe68mED2tI1aJcklmePXzdljBHXNwC8dcv9mR08= | C:\Temp\vw\test data\ppmd_templates_VEX02.rvt | Dispenser, Soap, Disposable¦Dispenser, Hand Sanitzer, Hands free¦Dispenser, Paper Towel, SS, Surface Mounted¦Dispenser, Glove, Surgical/Examination, Wall Mntd¦Waste Disposal Unit, Sharps¦Hook, Garment, Double, SS, Surface Mounted¦Cabinet, U/C/B, 8 Half Drawer, 36x36x22¦Cabinet, U/C/B, 1 DR, 3 Half DR, 1 Door, 36" W¦Rail, Apron, 4x36x1¦Sink, SS, Single Compartment, 7.5x14x14 ID¦Countertop, Stainless Steel¦Cabinet, Floor Standing, 5 SH, 2 GDO, ST, 92"x30"¦Stool, Self Adjusting¦Basket, Wastepaper, Step-On¦Clock, Battery, 12" Diameter¦Television, Plasma¦Container, Biohazard Waste, Step-on, Fire Safe¦Otoscope/Ophthalmoscope, Wall Mounted¦Stand, IV, Adjustable¦Light, Surgical, Ceiling, Single, Small¦Monitor, Physiological, Bedside, 4 Channel¦Stand, Mayo¦Carriage, Pail, CRS, Without Pail¦Pail, Utility, CRS, Without Carriage¦Clipper, Hair, Animal¦Table, Operating, Veterinary, Hydraulic¦Anesthesia/Ventilator System, Veterinary¦Ultrasound Machine, Portable
ppmd_templates_VEX02.rvt | VEX02 - EQUIPMENT SCHEDULE | TRUE | Qty | Count | FALSE |  | EUFkQe68mED2tI1aJcklmePXzdljBHXNwC8dcv9mR08= | C:\Temp\vw\test data\ppmd_templates_VEX02.rvt | 1¦1¦1¦1¦1¦1¦1¦1¦2¦1¦1¦1¦1¦1¦1¦1¦1¦1¦1¦1¦1¦1¦1¦1¦1¦1¦1¦1
ppmd_templates_VEX02.rvt | VEX02 - EQUIPMENT SCHEDULE | TRUE | LF | Comments | FALSE |  | EUFkQe68mED2tI1aJcklmePXzdljBHXNwC8dcv9mR08= | C:\Temp\vw\test data\ppmd_templates_VEX02.rvt
ppmd_templates_VEX02.rvt | VEX02 - EQUIPMENT SCHEDULE | TRUE | Logistics¦AR | CAT_Army | TRUE | fa0e0053-bcc4-42e8-881f-6a4690f994c9 | EUFkQe68mED2tI1aJcklmePXzdljBHXNwC8dcv9mR08= | C:\Temp\vw\test data\ppmd_templates_VEX02.rvt | C¦C¦A¦C¦C¦A¦A¦A¦A¦A¦A¦A¦C¦C¦C¦C¦C¦C¦C¦A¦C¦C¦C¦C¦C¦C¦C¦C
ppmd_templates_VEX02.rvt | VEX02 - EQUIPMENT SCHEDULE | TRUE | Logistics¦NA | CAT_Navy | TRUE | 183e77a6-b75d-41a5-8f81-f6abfee236ec | EUFkQe68mED2tI1aJcklmePXzdljBHXNwC8dcv9mR08= | C:\Temp\vw\test data\ppmd_templates_VEX02.rvt | C¦C¦A¦C¦C¦A¦A¦A¦A¦A¦A¦A¦C¦C¦C¦C¦C¦C¦C¦A¦C¦C¦C¦C¦C¦C¦C¦C
ppmd_templates_VEX02.rvt | VEX02 - EQUIPMENT SCHEDULE | TRUE | Logistics¦AF | CAT_AF | TRUE | 053816d3-2f83-4e72-9b30-0a25ff75573f | EUFkQe68mED2tI1aJcklmePXzdljBHXNwC8dcv9mR08= | C:\Temp\vw\test data\ppmd_templates_VEX02.rvt | C¦C¦A¦C¦C¦A¦A¦A¦A¦A¦A¦A¦C¦C¦C¦C¦C¦-¦C¦A¦C¦C¦C¦C¦C¦C¦C¦C
ppmd_templates_VEX02.rvt | VEX02 - EQUIPMENT SCHEDULE | TRUE | Logistics¦VA | CAT_VA | TRUE | abab06e0-bc20-4958-a9a7-acf73c376614 | EUFkQe68mED2tI1aJcklmePXzdljBHXNwC8dcv9mR08= | C:\Temp\vw\test data\ppmd_templates_VEX02.rvt | C¦C¦A¦C¦C¦A¦A¦A¦A¦A¦A¦A¦C¦C¦C¦C¦C¦C¦C¦A¦C¦C¦C¦C¦C¦C¦C¦C
ppmd_templates_VEX02.rvt | VEX02 - EQUIPMENT SCHEDULE | TRUE | Utilities¦1 | UTIL_1_WaterDrain | TRUE | 594b780e-c62e-473b-9f66-4d3db2fa1b7f | EUFkQe68mED2tI1aJcklmePXzdljBHXNwC8dcv9mR08= | C:\Temp\vw\test data\ppmd_templates_VEX02.rvt | -¦-¦-¦-¦-¦-¦-¦-¦-¦D¦-¦-¦-¦-¦-¦-¦-¦-¦-¦-¦-¦-¦-¦-¦-¦-¦-¦-
ppmd_templates_VEX02.rvt | VEX02 - EQUIPMENT SCHEDULE | TRUE | Utilities¦2 | UTIL_2_Elec | TRUE | 28082216-138e-4a2f-9824-e96dbd7e3cd0 | EUFkQe68mED2tI1aJcklmePXzdljBHXNwC8dcv9mR08= | C:\Temp\vw\test data\ppmd_templates_VEX02.rvt | -¦-¦-¦-¦-¦-¦-¦-¦-¦-¦-¦-¦-¦-¦-¦A¦-¦A¦-¦F¦A¦-¦-¦-¦A¦A¦A
ppmd_templates_VEX02.rvt | VEX02 - EQUIPMENT SCHEDULE | TRUE | Utilities¦3 | UTIL_3_MedGas | TRUE | 22af1ef2-54f0-4b6e-b40a-7064dfb8769c | EUFkQe68mED2tI1aJcklmePXzdljBHXNwC8dcv9mR08= | C:\Temp\vw\test data\ppmd_templates_VEX02.rvt | -¦-¦-¦-¦-¦-¦-¦-¦-¦-¦-¦-¦-¦-¦-¦-¦-¦-¦-¦-¦-¦-¦-¦-¦-¦-¦-¦-
ppmd_templates_VEX02.rvt | VEX02 - EQUIPMENT SCHEDULE | TRUE | Utilities¦4 | UTIL_4_MiscGas | TRUE | 745b8c3e-fd4a-4430-994a-d25826e1e484 | EUFkQe68mED2tI1aJcklmePXzdljBHXNwC8dcv9mR08= | C:\Temp\vw\test data\ppmd_templates_VEX02.rvt | -¦-¦-¦-¦-¦-¦-¦-¦-¦-¦-¦-¦-¦-¦-¦-¦-¦-¦-¦-¦-¦-¦-¦-¦-¦-¦-¦-
ppmd_templates_VEX02.rvt | VEX02 - EQUIPMENT SCHEDULE | TRUE | Utilities¦5 | UTIL_5_NonMedGas | TRUE | 323edf97-d058-44ef-a0fb-1836c80554d8 | EUFkQe68mED2tI1aJcklmePXzdljBHXNwC8dcv9mR08= | C:\Temp\vw\test data\ppmd_templates_VEX02.rvt | -¦-¦-¦-¦-¦-¦-¦-¦-¦-¦-¦-¦-¦-¦-¦-¦-¦-¦-¦-¦-¦-¦-¦-¦-¦-¦-¦-
ppmd_templates_VEX02.rvt | VEX02 - EQUIPMENT SCHEDULE | TRUE | Utilities¦6 | UTIL_6_Misc | TRUE | 38083e2d-8ba3-4868-9752-742b7a4a9586 | EUFkQe68mED2tI1aJcklmePXzdljBHXNwC8dcv9mR08= | C:\Temp\vw\test data\ppmd_templates_VEX02.rvt | -¦-¦-¦-¦-¦-¦-¦-¦-¦-¦-¦-¦-¦-¦-¦A¦-¦-¦-¦-¦D¦-¦-¦-¦-¦-¦-¦-
ppmd_templates_VEX02.rvt | VEX02 - INTERIOR DESIGN | FALSE | Floor Finish¦Preferred | Floor Finish | FALSE |  | EUFkQe68mED2tI1aJcklmePXzdljBHXNwC8dcv9mR08= | C:\Temp\vw\test data\ppmd_templates_VEX02.rvt | AR
ppmd_templates_VEX02.rvt | VEX02 - INTERIOR DESIGN | FALSE | Floor Finish¦Alternate | Floor Finish2 | TRUE | 4030719d-a272-441a-8bfa-d5eb510a1687 | EUFkQe68mED2tI1aJcklmePXzdljBHXNwC8dcv9mR08= | C:\Temp\vw\test data\ppmd_templates_VEX02.rvt | -
ppmd_templates_VEX02.rvt | VEX02 - INTERIOR DESIGN | FALSE | Wall Finish¦Preferred | Wall Finish | FALSE |  | EUFkQe68mED2tI1aJcklmePXzdljBHXNwC8dcv9mR08= | C:\Temp\vw\test data\ppmd_templates_VEX02.rvt | BEP
ppmd_templates_VEX02.rvt | VEX02 - INTERIOR DESIGN | FALSE | Wall Finish¦Alternate | Wall Finish2 | TRUE | 5a49d499-57b3-4e1f-afc0-4c041c862be1 | EUFkQe68mED2tI1aJcklmePXzdljBHXNwC8dcv9mR08= | C:\Temp\vw\test data\ppmd_templates_VEX02.rvt | -
ppmd_templates_VEX02.rvt | VEX02 - INTERIOR DESIGN | FALSE | Ceiling Finish¦Preferred | Ceiling Finish | FALSE |  | EUFkQe68mED2tI1aJcklmePXzdljBHXNwC8dcv9mR08= | C:\Temp\vw\test data\ppmd_templates_VEX02.rvt | GEP
ppmd_templates_VEX02.rvt | VEX02 - INTERIOR DESIGN | FALSE | Ceiling Finish¦Alternate | Ceiling Finish2 | TRUE | acb31fd1-378b-4329-97b0-400ae39b5bc4 | EUFkQe68mED2tI1aJcklmePXzdljBHXNwC8dcv9mR08= | C:\Temp\vw\test data\ppmd_templates_VEX02.rvt | -
ppmd_templates_VEX02.rvt | VEX02 - INTERIOR DESIGN | FALSE | Room Height¦ft - in | Ceiling_Hgt_IP | TRUE | 9f14ca4f-2465-4385-a17c-7aa549f64c09 | EUFkQe68mED2tI1aJcklmePXzdljBHXNwC8dcv9mR08= | C:\Temp\vw\test data\ppmd_templates_VEX02.rvt | 9' - 0"
ppmd_templates_VEX02.rvt | VEX02 - INTERIOR DESIGN | FALSE | Room Noise¦Min NC | Noise_NC_MIN | TRUE | 8c49df6c-7d6b-49fd-9459-f57d0921d704 | EUFkQe68mED2tI1aJcklmePXzdljBHXNwC8dcv9mR08= | C:\Temp\vw\test data\ppmd_templates_VEX02.rvt | 30
ppmd_templates_VEX02.rvt | VEX02 - INTERIOR DESIGN | FALSE | Room Noise¦Max NC | Noise_NC_MAX | TRUE | 629b571a-1c14-443c-b8e8-1130b5edb513 | EUFkQe68mED2tI1aJcklmePXzdljBHXNwC8dcv9mR08= | C:\Temp\vw\test data\ppmd_templates_VEX02.rvt | 40
ppmd_templates_VEX02.rvt | VEX02 - INTERIOR DESIGN | FALSE | Room Noise¦SC | Noise_SC | TRUE | 44bf9cd1-070a-432c-87d9-26a3211cfe07 | EUFkQe68mED2tI1aJcklmePXzdljBHXNwC8dcv9mR08= | C:\Temp\vw\test data\ppmd_templates_VEX02.rvt | 50
ppmd_templates_VEX02.rvt | VEX02 - MECHANICAL DESIGN | FALSE | Air Balance | Air_Balance | TRUE | 587b3cf9-4450-4d95-b8ef-0e93665dbd91 | EUFkQe68mED2tI1aJcklmePXzdljBHXNwC8dcv9mR08= | C:\Temp\vw\test data\ppmd_templates_VEX02.rvt | 0
ppmd_templates_VEX02.rvt | VEX02 - MECHANICAL DESIGN | FALSE | Air Changes Total | Air_Changes_Total | TRUE | 3988d7f3-0f28-4410-866c-5bc65e1d842a | EUFkQe68mED2tI1aJcklmePXzdljBHXNwC8dcv9mR08= | C:\Temp\vw\test data\ppmd_templates_VEX02.rvt | 4
ppmd_templates_VEX02.rvt | VEX02 - MECHANICAL DESIGN | FALSE | Air Changes OA | Air_Changes_OA | TRUE | b7af949f-3b64-4f85-9391-d9f17dcaad1e | EUFkQe68mED2tI1aJcklmePXzdljBHXNwC8dcv9mR08= | C:\Temp\vw\test data\ppmd_templates_VEX02.rvt | 2
ppmd_templates_VEX02.rvt | VEX02 - MECHANICAL DESIGN | FALSE | 100% Exhaust Air | Exhaust_Air_100% | TRUE | 62b97784-583b-47d5-90a3-a90bbb961b6e | EUFkQe68mED2tI1aJcklmePXzdljBHXNwC8dcv9mR08= | C:\Temp\vw\test data\ppmd_templates_VEX02.rvt | Y
ppmd_templates_VEX02.rvt | VEX02 - MECHANICAL DESIGN | FALSE | Summer Temp¦F | Temp_Summer_F | TRUE | 1cbf6964-bd0f-4852-b367-ef4828e2e2cc | EUFkQe68mED2tI1aJcklmePXzdljBHXNwC8dcv9mR08= | C:\Temp\vw\test data\ppmd_templates_VEX02.rvt
ppmd_templates_VEX02.rvt | VEX02 - MECHANICAL DESIGN | FALSE | Summer Temp¦C | Temp_Summer_C | FALSE |  | EUFkQe68mED2tI1aJcklmePXzdljBHXNwC8dcv9mR08= | C:\Temp\vw\test data\ppmd_templates_VEX02.rvt
ppmd_templates_VEX02.rvt | VEX02 - MECHANICAL DESIGN | FALSE | Summer Temp¦Note | Temp_Summer_Note | TRUE | 6248fa3c-bb43-4e1c-91bb-60e102e573b7 | EUFkQe68mED2tI1aJcklmePXzdljBHXNwC8dcv9mR08= | C:\Temp\vw\test data\ppmd_templates_VEX02.rvt
ppmd_templates_VEX02.rvt | VEX02 - MECHANICAL DESIGN | FALSE | Winter Temp¦F | Temp_Winter_F | TRUE | b4f9888f-41ad-47ef-a6af-145b3de732c9 | EUFkQe68mED2tI1aJcklmePXzdljBHXNwC8dcv9mR08= | C:\Temp\vw\test data\ppmd_templates_VEX02.rvt | 68
ppmd_templates_VEX02.rvt | VEX02 - MECHANICAL DESIGN | FALSE | Winter Temp¦C | Temp_Winter_C | FALSE |  | EUFkQe68mED2tI1aJcklmePXzdljBHXNwC8dcv9mR08= | C:\Temp\vw\test data\ppmd_templates_VEX02.rvt | 20
ppmd_templates_VEX02.rvt | VEX02 - MECHANICAL DESIGN | FALSE | Winter Temp¦Note | Temp_Winter_Note | TRUE | aacd83fc-f530-464e-b089-01667d3c52cd | EUFkQe68mED2tI1aJcklmePXzdljBHXNwC8dcv9mR08= | C:\Temp\vw\test data\ppmd_templates_VEX02.rvt
ppmd_templates_VEX02.rvt | VEX02 - MECHANICAL DESIGN | FALSE | Max Relative Humidity | Relative_Humidity | TRUE | 36ead6c1-4384-4a65-8654-06a60aef94cb | EUFkQe68mED2tI1aJcklmePXzdljBHXNwC8dcv9mR08= | C:\Temp\vw\test data\ppmd_templates_VEX02.rvt | -
ppmd_templates_VEX02.rvt | VEX02 - MECHANICAL DESIGN | FALSE | Filtration¦Interm % | Filtration_Inter_% | TRUE | 4f03ad65-f905-419e-a0cf-8f58fe921fbc | EUFkQe68mED2tI1aJcklmePXzdljBHXNwC8dcv9mR08= | C:\Temp\vw\test data\ppmd_templates_VEX02.rvt | 13
ppmd_templates_VEX02.rvt | VEX02 - MECHANICAL DESIGN | FALSE | Filtration¦Final % | Filtration_Final_% | TRUE | cc736e5f-46f5-476a-8d0a-ceb32d8d4e5a | EUFkQe68mED2tI1aJcklmePXzdljBHXNwC8dcv9mR08= | C:\Temp\vw\test data\ppmd_templates_VEX02.rvt | -
ppmd_templates_VEX02.rvt | VEX02 - MECHANICAL DESIGN | FALSE | Notes | Mech_Notes | TRUE | a32df790-0ab9-4c4a-b19c-511c2eef6d56 | EUFkQe68mED2tI1aJcklmePXzdljBHXNwC8dcv9mR08= | C:\Temp\vw\test data\ppmd_templates_VEX02.rvt | -
ppmd_templates_VEX02.rvt | VEX02 - MEDICAL GAS DESIGN | FALSE | MCA | MedGas_MCA | TRUE | 3b23ea7f-b9f1-4749-8a2b-eb6a4fab4cdc | EUFkQe68mED2tI1aJcklmePXzdljBHXNwC8dcv9mR08= | C:\Temp\vw\test data\ppmd_templates_VEX02.rvt | 1
ppmd_templates_VEX02.rvt | VEX02 - MEDICAL GAS DESIGN | FALSE | DCA | MedGas_DCA | TRUE | 20dc9c73-7465-4e8a-8300-4a8b5a46a91c | EUFkQe68mED2tI1aJcklmePXzdljBHXNwC8dcv9mR08= | C:\Temp\vw\test data\ppmd_templates_VEX02.rvt | -
ppmd_templates_VEX02.rvt | VEX02 - MEDICAL GAS DESIGN | FALSE | LA | MedGas_LA | TRUE | 99801083-d820-4c5f-ad07-ab168e1bbda0 | EUFkQe68mED2tI1aJcklmePXzdljBHXNwC8dcv9mR08= | C:\Temp\vw\test data\ppmd_templates_VEX02.rvt | -
ppmd_templates_VEX02.rvt | VEX02 - MEDICAL GAS DESIGN | FALSE | PA | MedGas_PA | TRUE | 55793ba6-1647-428e-86f6-5ce4153c7f2e | EUFkQe68mED2tI1aJcklmePXzdljBHXNwC8dcv9mR08= | C:\Temp\vw\test data\ppmd_templates_VEX02.rvt | -
ppmd_templates_VEX02.rvt | VEX02 - MEDICAL GAS DESIGN | FALSE | MV | MedGas_MV | TRUE | 0a0bec6d-9172-4a2c-9fb3-7616a08f677a | EUFkQe68mED2tI1aJcklmePXzdljBHXNwC8dcv9mR08= | C:\Temp\vw\test data\ppmd_templates_VEX02.rvt | 1
ppmd_templates_VEX02.rvt | VEX02 - MEDICAL GAS DESIGN | FALSE | DHV | MedGas_DHV | TRUE | 79779898-9917-494b-a027-0013b44e14f1 | EUFkQe68mED2tI1aJcklmePXzdljBHXNwC8dcv9mR08= | C:\Temp\vw\test data\ppmd_templates_VEX02.rvt | -
ppmd_templates_VEX02.rvt | VEX02 - MEDICAL GAS DESIGN | FALSE | DLV | MedGas_DLV | TRUE | bcdcef93-2e56-440a-a8f7-e9973eadba59 | EUFkQe68mED2tI1aJcklmePXzdljBHXNwC8dcv9mR08= | C:\Temp\vw\test data\ppmd_templates_VEX02.rvt | -
ppmd_templates_VEX02.rvt | VEX02 - MEDICAL GAS DESIGN | FALSE | LDE | MedGas_LDE | TRUE | cc6496eb-fa04-4455-81d4-1dfb1e6aaa52 | EUFkQe68mED2tI1aJcklmePXzdljBHXNwC8dcv9mR08= | C:\Temp\vw\test data\ppmd_templates_VEX02.rvt | -
ppmd_templates_VEX02.rvt | VEX02 - MEDICAL GAS DESIGN | FALSE | OX | MedGas_OX | TRUE | 59f6c2e0-639e-4476-adf0-a5c19b1199db | EUFkQe68mED2tI1aJcklmePXzdljBHXNwC8dcv9mR08= | C:\Temp\vw\test data\ppmd_templates_VEX02.rvt | -
ppmd_templates_VEX02.rvt | VEX02 - MEDICAL GAS DESIGN | FALSE | NO | MedGas_NO | TRUE | 1f31b342-99ad-494b-90ce-f27b8fc04b75 | EUFkQe68mED2tI1aJcklmePXzdljBHXNwC8dcv9mR08= | C:\Temp\vw\test data\ppmd_templates_VEX02.rvt | 1
ppmd_templates_VEX02.rvt | VEX02 - MEDICAL GAS DESIGN | FALSE | NI | MedGas_NI | TRUE | ea24567d-1f4e-45f9-907f-a79ef8b323b1 | EUFkQe68mED2tI1aJcklmePXzdljBHXNwC8dcv9mR08= | C:\Temp\vw\test data\ppmd_templates_VEX02.rvt | -
ppmd_templates_VEX02.rvt | VEX02 - MEDICAL GAS DESIGN | FALSE | WAGD | MedGas_WAGD | TRUE | 1aa3572e-5073-44b4-acb3-ff8739230b69 | EUFkQe68mED2tI1aJcklmePXzdljBHXNwC8dcv9mR08= | C:\Temp\vw\test data\ppmd_templates_VEX02.rvt | -
ppmd_templates_VEX02.rvt | VEX02 - MEDICAL GAS DESIGN | FALSE | Notes1 | MedGas_Notes | TRUE | 69d1283f-21ef-46f3-9ebb-e36d00ef4da3 | EUFkQe68mED2tI1aJcklmePXzdljBHXNwC8dcv9mR08= | C:\Temp\vw\test data\ppmd_templates_VEX02.rvt | -
ppmd_templates_VEX02.rvt | VEX02 - MEDICAL GAS DESIGN | FALSE | Notes2 | MedGas_Notes2 | TRUE | 867f4341-094b-4cc7-b128-8c28392e09cd | EUFkQe68mED2tI1aJcklmePXzdljBHXNwC8dcv9mR08= | C:\Temp\vw\test data\ppmd_templates_VEX02.rvt
ppmd_templates_VEX02.rvt | VEX02 - STRUCTURAL DESIGN | FALSE | Structural Load¦psf | Str_FloorLoad_psf | TRUE | 654b90c9-d71e-4bcd-9f27-a1532becca95 | EUFkQe68mED2tI1aJcklmePXzdljBHXNwC8dcv9mR08= | C:\Temp\vw\test data\ppmd_templates_VEX02.rvt | 0
ppmd_templates_VEX02.rvt | VEX02 - STRUCTURAL DESIGN | FALSE | Structural Load¦kPA | Str_FloorLoad_kPA | FALSE |  | EUFkQe68mED2tI1aJcklmePXzdljBHXNwC8dcv9mR08= | C:\Temp\vw\test data\ppmd_templates_VEX02.rvt | 0
ppmd_templates_VEX02.rvt | VEX02 - STRUCTURAL DESIGN | FALSE | Notes | Str_Notes | TRUE | 509b36e6-cf53-4158-b357-61e3cedd6faa | EUFkQe68mED2tI1aJcklmePXzdljBHXNwC8dcv9mR08= | C:\Temp\vw\test data\ppmd_templates_VEX02.rvt | C
ppmd_templates_VNEC1.rvt | VNEC1 - DATA/TELEPHONE EQUIPMENT | FALSE | JSN | JSN | TRUE | 8632cd76-2ab9-457d-8db7-39197de446a2 | mePy5pTRaeQ/ThhGPwjhptHYWFwZnw+5SmPorsANiqI= | C:\Temp\vw\test data\ppmd_templates_VNEC1.rvt
ppmd_templates_VNEC1.rvt | VNEC1 - DATA/TELEPHONE EQUIPMENT | FALSE | Nomenclature | Nomenclature | TRUE | f004b755-1952-4a21-a1c1-98f41ef6a86c | mePy5pTRaeQ/ThhGPwjhptHYWFwZnw+5SmPorsANiqI= | C:\Temp\vw\test data\ppmd_templates_VNEC1.rvt
ppmd_templates_VNEC1.rvt | VNEC1 - DATA/TELEPHONE EQUIPMENT | FALSE | Qty | Count | FALSE |  | mePy5pTRaeQ/ThhGPwjhptHYWFwZnw+5SmPorsANiqI= | C:\Temp\vw\test data\ppmd_templates_VNEC1.rvt
ppmd_templates_VNEC1.rvt | VNEC1 - DATA/TELEPHONE EQUIPMENT | FALSE | Logistics¦AR | CAT_Army | TRUE | fa0e0053-bcc4-42e8-881f-6a4690f994c9 | mePy5pTRaeQ/ThhGPwjhptHYWFwZnw+5SmPorsANiqI= | C:\Temp\vw\test data\ppmd_templates_VNEC1.rvt
ppmd_templates_VNEC1.rvt | VNEC1 - DATA/TELEPHONE EQUIPMENT | FALSE | Logistics¦NA | CAT_Navy | TRUE | 183e77a6-b75d-41a5-8f81-f6abfee236ec | mePy5pTRaeQ/ThhGPwjhptHYWFwZnw+5SmPorsANiqI= | C:\Temp\vw\test data\ppmd_templates_VNEC1.rvt
ppmd_templates_VNEC1.rvt | VNEC1 - DATA/TELEPHONE EQUIPMENT | FALSE | Logistics¦AF | CAT_AF | TRUE | 053816d3-2f83-4e72-9b30-0a25ff75573f | mePy5pTRaeQ/ThhGPwjhptHYWFwZnw+5SmPorsANiqI= | C:\Temp\vw\test data\ppmd_templates_VNEC1.rvt
ppmd_templates_VNEC1.rvt | VNEC1 - DATA/TELEPHONE EQUIPMENT | FALSE | Logistics¦VA | CAT_VA | TRUE | abab06e0-bc20-4958-a9a7-acf73c376614 | mePy5pTRaeQ/ThhGPwjhptHYWFwZnw+5SmPorsANiqI= | C:\Temp\vw\test data\ppmd_templates_VNEC1.rvt
ppmd_templates_VNEC1.rvt | VNEC1 - DOOR SCHEDULE | FALSE | Mark | Construction Type | FALSE |  | mePy5pTRaeQ/ThhGPwjhptHYWFwZnw+5SmPorsANiqI= | C:\Temp\vw\test data\ppmd_templates_VNEC1.rvt
ppmd_templates_VNEC1.rvt | VNEC1 - DOOR SCHEDULE | FALSE | Type | Family | FALSE |  | mePy5pTRaeQ/ThhGPwjhptHYWFwZnw+5SmPorsANiqI= | C:\Temp\vw\test data\ppmd_templates_VNEC1.rvt | Single-Flush Full-Vision
ppmd_templates_VNEC1.rvt | VNEC1 - DOOR SCHEDULE | FALSE | Count | Count | FALSE |  | mePy5pTRaeQ/ThhGPwjhptHYWFwZnw+5SmPorsANiqI= | C:\Temp\vw\test data\ppmd_templates_VNEC1.rvt | 1
ppmd_templates_VNEC1.rvt | VNEC1 - DOOR SCHEDULE | FALSE | Height¦ft - in | Height | FALSE |  | mePy5pTRaeQ/ThhGPwjhptHYWFwZnw+5SmPorsANiqI= | C:\Temp\vw\test data\ppmd_templates_VNEC1.rvt | 7' - 0"
ppmd_templates_VNEC1.rvt | VNEC1 - DOOR SCHEDULE | FALSE | Width¦ft - in | Width | FALSE |  | mePy5pTRaeQ/ThhGPwjhptHYWFwZnw+5SmPorsANiqI= | C:\Temp\vw\test data\ppmd_templates_VNEC1.rvt | 3' - 0"
ppmd_templates_VNEC1.rvt | VNEC1 - DOOR SCHEDULE | FALSE | Notes | Type Comments | FALSE |  | mePy5pTRaeQ/ThhGPwjhptHYWFwZnw+5SmPorsANiqI= | C:\Temp\vw\test data\ppmd_templates_VNEC1.rvt
ppmd_templates_VNEC1.rvt | VNEC1 - ELECTRICAL DESIGN | FALSE | Lighting¦LUX1 | Light_Level_LUX | TRUE | fc853981-f613-4f05-81bd-e48fb947424b | mePy5pTRaeQ/ThhGPwjhptHYWFwZnw+5SmPorsANiqI= | C:\Temp\vw\test data\ppmd_templates_VNEC1.rvt | 500
ppmd_templates_VNEC1.rvt | VNEC1 - ELECTRICAL DESIGN | FALSE | Lighting¦Footcandles1 | Light_Level_FC | FALSE |  | mePy5pTRaeQ/ThhGPwjhptHYWFwZnw+5SmPorsANiqI= | C:\Temp\vw\test data\ppmd_templates_VNEC1.rvt | 46
ppmd_templates_VNEC1.rvt | VNEC1 - ELECTRICAL DESIGN | FALSE | Lighting¦LUX2 | Light_Level_LUX2 | TRUE | 172f1cff-58cc-41cd-b888-0e7a81d2bf40 | mePy5pTRaeQ/ThhGPwjhptHYWFwZnw+5SmPorsANiqI= | C:\Temp\vw\test data\ppmd_templates_VNEC1.rvt | 1100
ppmd_templates_VNEC1.rvt | VNEC1 - ELECTRICAL DESIGN | FALSE | Lighting¦Footcandles2 | Light_Level_FC2 | FALSE |  | mePy5pTRaeQ/ThhGPwjhptHYWFwZnw+5SmPorsANiqI= | C:\Temp\vw\test data\ppmd_templates_VNEC1.rvt | 102
ppmd_templates_VNEC1.rvt | VNEC1 - ELECTRICAL DESIGN | FALSE | Lighting¦Notes | Light_Notes | TRUE | a36245ac-ea57-45c2-bac5-bed4d04a4f78 | mePy5pTRaeQ/ThhGPwjhptHYWFwZnw+5SmPorsANiqI= | C:\Temp\vw\test data\ppmd_templates_VNEC1.rvt | D
ppmd_templates_VNEC1.rvt | VNEC1 - ELECTRICAL DESIGN | FALSE | Lighting¦Notes2 | Light_Notes2 | TRUE | 6d0b4891-ce4c-45f8-9560-387866098a10 | mePy5pTRaeQ/ThhGPwjhptHYWFwZnw+5SmPorsANiqI= | C:\Temp\vw\test data\ppmd_templates_VNEC1.rvt
ppmd_templates_VNEC1.rvt | VNEC1 - ELECTRICAL DESIGN | FALSE | Essential Power¦% Power | ES_Power% | TRUE | 7cbfe71a-865f-4cf4-b400-c67e3939439b | mePy5pTRaeQ/ThhGPwjhptHYWFwZnw+5SmPorsANiqI= | C:\Temp\vw\test data\ppmd_templates_VNEC1.rvt | R
ppmd_templates_VNEC1.rvt | VNEC1 - ELECTRICAL DESIGN | FALSE | Essential Power¦% Light | ES_Light% | TRUE | af00a8bb-40cb-434a-a7e5-b4140f3c844f | mePy5pTRaeQ/ThhGPwjhptHYWFwZnw+5SmPorsANiqI= | C:\Temp\vw\test data\ppmd_templates_VNEC1.rvt | LB
ppmd_templates_VNEC1.rvt | VNEC1 - ELECTRICAL DESIGN | FALSE | Essential Power¦Notes | ES_Notes | TRUE | 0c3ae867-1060-40b5-bb68-261d16a167a0 | mePy5pTRaeQ/ThhGPwjhptHYWFwZnw+5SmPorsANiqI= | C:\Temp\vw\test data\ppmd_templates_VNEC1.rvt | -
ppmd_templates_VNEC1.rvt | VNEC1 - EQUIPMENT SCHEDULE | TRUE | JSN | JSN | TRUE | 8632cd76-2ab9-457d-8db7-39197de446a2 | mePy5pTRaeQ/ThhGPwjhptHYWFwZnw+5SmPorsANiqI= | C:\Temp\vw\test data\ppmd_templates_VNEC1.rvt | A5075¦A5080¦A5106¦A5145¦C0039¦CS200¦CT050¦CW090¦F0230¦F2000¦F3050¦F3200¦L2200¦L5218¦M3073¦M7470¦M8810¦P2000¦P2450¦TB028
ppmd_templates_VNEC1.rvt | VNEC1 - EQUIPMENT SCHEDULE | TRUE | Nomenclature | Nomenclature | TRUE | f004b755-1952-4a21-a1c1-98f41ef6a86c | mePy5pTRaeQ/ThhGPwjhptHYWFwZnw+5SmPorsANiqI= | C:\Temp\vw\test data\ppmd_templates_VNEC1.rvt | Dispenser, Soap, Disposable¦Dispenser, Paper Towel, SS, Surface Mounted¦Waste Disposal Unit, Sharps w/Glove Dispenser¦Hook, Garment, Double, SS, Surface Mounted¦Rail, Apron, 4x48x1¦Sink, SS, Single Compartment, 12x28x16 ID¦Countertop, Stainless Steel¦Cabinet, Floor Standing, 5 SH, 2 GDO, ST, 95"x36"¦Chair, Drafting, Rotary¦Basket, Wastepaper, Round, Metal¦Whiteboard, Dry Erase¦Clock, Battery, 12" Diameter¦Hood, Fume, Floor Standing¦Scale, Autopsy¦Container, Biohazard Waste, Step-on, Fire Safe¦Light, Surgical, Ceiling, Single, Small¦Stand, Mayo¦Eyewash, Wall Mounted, Hands-Free¦Valve, Mixing, Thermostatic¦Necropsy Table
ppmd_templates_VNEC1.rvt | VNEC1 - EQUIPMENT SCHEDULE | TRUE | Qty | Count | FALSE |  | mePy5pTRaeQ/ThhGPwjhptHYWFwZnw+5SmPorsANiqI= | C:\Temp\vw\test data\ppmd_templates_VNEC1.rvt | 1¦1¦1¦1¦4¦1¦1¦1¦1¦1¦1¦1¦1¦1¦1¦1¦1¦1¦1¦1
ppmd_templates_VNEC1.rvt | VNEC1 - EQUIPMENT SCHEDULE | TRUE | LF | Comments | FALSE |  | mePy5pTRaeQ/ThhGPwjhptHYWFwZnw+5SmPorsANiqI= | C:\Temp\vw\test data\ppmd_templates_VNEC1.rvt | 8'-0"
ppmd_templates_VNEC1.rvt | VNEC1 - EQUIPMENT SCHEDULE | TRUE | Logistics¦AR | CAT_Army | TRUE | fa0e0053-bcc4-42e8-881f-6a4690f994c9 | mePy5pTRaeQ/ThhGPwjhptHYWFwZnw+5SmPorsANiqI= | C:\Temp\vw\test data\ppmd_templates_VNEC1.rvt | C¦A¦C¦A¦A¦A¦A¦A¦C¦C¦A¦C¦A¦C¦C¦A¦C¦A¦A¦C
ppmd_templates_VNEC1.rvt | VNEC1 - EQUIPMENT SCHEDULE | TRUE | Logistics¦NA | CAT_Navy | TRUE | 183e77a6-b75d-41a5-8f81-f6abfee236ec | mePy5pTRaeQ/ThhGPwjhptHYWFwZnw+5SmPorsANiqI= | C:\Temp\vw\test data\ppmd_templates_VNEC1.rvt | C¦A¦A¦A¦A¦A¦A¦A¦C¦C¦A¦C¦A¦C¦C¦A¦C¦A¦A¦C
ppmd_templates_VNEC1.rvt | VNEC1 - EQUIPMENT SCHEDULE | TRUE | Logistics¦AF | CAT_AF | TRUE | 053816d3-2f83-4e72-9b30-0a25ff75573f | mePy5pTRaeQ/ThhGPwjhptHYWFwZnw+5SmPorsANiqI= | C:\Temp\vw\test data\ppmd_templates_VNEC1.rvt | C¦A¦C¦A¦A¦A¦A¦A¦C¦C¦A¦C¦A¦C¦C¦A¦C¦A¦A¦C
ppmd_templates_VNEC1.rvt | VNEC1 - EQUIPMENT SCHEDULE | TRUE | Logistics¦VA | CAT_VA | TRUE | abab06e0-bc20-4958-a9a7-acf73c376614 | mePy5pTRaeQ/ThhGPwjhptHYWFwZnw+5SmPorsANiqI= | C:\Temp\vw\test data\ppmd_templates_VNEC1.rvt | C¦A¦C¦A¦A¦A¦A¦A¦C¦C¦A¦C¦A¦C¦C¦A¦C¦A¦A¦C
ppmd_templates_VNEC1.rvt | VNEC1 - EQUIPMENT SCHEDULE | TRUE | Utilities¦1 | UTIL_1_WaterDrain | TRUE | 594b780e-c62e-473b-9f66-4d3db2fa1b7f | mePy5pTRaeQ/ThhGPwjhptHYWFwZnw+5SmPorsANiqI= | C:\Temp\vw\test data\ppmd_templates_VNEC1.rvt | -¦-¦-¦-¦-¦D¦-¦-¦-¦-¦-¦-¦I¦-¦-¦-¦-¦B¦A¦-
ppmd_templates_VNEC1.rvt | VNEC1 - EQUIPMENT SCHEDULE | TRUE | Utilities¦2 | UTIL_2_Elec | TRUE | 28082216-138e-4a2f-9824-e96dbd7e3cd0 | mePy5pTRaeQ/ThhGPwjhptHYWFwZnw+5SmPorsANiqI= | C:\Temp\vw\test data\ppmd_templates_VNEC1.rvt | -¦-¦-¦-¦-¦-¦-¦-¦-¦-¦-¦-¦B¦-¦-¦F¦-¦-¦-¦-
ppmd_templates_VNEC1.rvt | VNEC1 - EQUIPMENT SCHEDULE | TRUE | Utilities¦3 | UTIL_3_MedGas | TRUE | 22af1ef2-54f0-4b6e-b40a-7064dfb8769c | mePy5pTRaeQ/ThhGPwjhptHYWFwZnw+5SmPorsANiqI= | C:\Temp\vw\test data\ppmd_templates_VNEC1.rvt | -¦-¦-¦-¦-¦-¦-¦-¦-¦-¦-¦-¦-¦-¦-¦-¦-¦-¦-¦-
ppmd_templates_VNEC1.rvt | VNEC1 - EQUIPMENT SCHEDULE | TRUE | Utilities¦4 | UTIL_4_MiscGas | TRUE | 745b8c3e-fd4a-4430-994a-d25826e1e484 | mePy5pTRaeQ/ThhGPwjhptHYWFwZnw+5SmPorsANiqI= | C:\Temp\vw\test data\ppmd_templates_VNEC1.rvt | -¦-¦-¦-¦-¦-¦-¦-¦-¦-¦-¦-¦-¦-¦-¦-¦-¦-¦-¦-
ppmd_templates_VNEC1.rvt | VNEC1 - EQUIPMENT SCHEDULE | TRUE | Utilities¦5 | UTIL_5_NonMedGas | TRUE | 323edf97-d058-44ef-a0fb-1836c80554d8 | mePy5pTRaeQ/ThhGPwjhptHYWFwZnw+5SmPorsANiqI= | C:\Temp\vw\test data\ppmd_templates_VNEC1.rvt | -¦-¦-¦-¦-¦-¦-¦-¦-¦-¦-¦-¦-¦-¦-¦-¦-¦-¦-¦-
ppmd_templates_VNEC1.rvt | VNEC1 - EQUIPMENT SCHEDULE | TRUE | Utilities¦6 | UTIL_6_Misc | TRUE | 38083e2d-8ba3-4868-9752-742b7a4a9586 | mePy5pTRaeQ/ThhGPwjhptHYWFwZnw+5SmPorsANiqI= | C:\Temp\vw\test data\ppmd_templates_VNEC1.rvt | -¦-¦-¦-¦-¦-¦-¦-¦-¦-¦-¦-¦E¦-¦-¦-¦-¦-¦-¦-
ppmd_templates_VNEC1.rvt | VNEC1 - INTERIOR DESIGN | FALSE | Floor Finish¦Preferred | Floor Finish | FALSE |  | mePy5pTRaeQ/ThhGPwjhptHYWFwZnw+5SmPorsANiqI= | C:\Temp\vw\test data\ppmd_templates_VNEC1.rvt | AR
ppmd_templates_VNEC1.rvt | VNEC1 - INTERIOR DESIGN | FALSE | Floor Finish¦Alternate | Floor Finish2 | TRUE | 4030719d-a272-441a-8bfa-d5eb510a1687 | mePy5pTRaeQ/ThhGPwjhptHYWFwZnw+5SmPorsANiqI= | C:\Temp\vw\test data\ppmd_templates_VNEC1.rvt | -
ppmd_templates_VNEC1.rvt | VNEC1 - INTERIOR DESIGN | FALSE | Wall Finish¦Preferred | Wall Finish | FALSE |  | mePy5pTRaeQ/ThhGPwjhptHYWFwZnw+5SmPorsANiqI= | C:\Temp\vw\test data\ppmd_templates_VNEC1.rvt | BEP
ppmd_templates_VNEC1.rvt | VNEC1 - INTERIOR DESIGN | FALSE | Wall Finish¦Alternate | Wall Finish2 | TRUE | 5a49d499-57b3-4e1f-afc0-4c041c862be1 | mePy5pTRaeQ/ThhGPwjhptHYWFwZnw+5SmPorsANiqI= | C:\Temp\vw\test data\ppmd_templates_VNEC1.rvt | -
ppmd_templates_VNEC1.rvt | VNEC1 - INTERIOR DESIGN | FALSE | Ceiling Finish¦Preferred | Ceiling Finish | FALSE |  | mePy5pTRaeQ/ThhGPwjhptHYWFwZnw+5SmPorsANiqI= | C:\Temp\vw\test data\ppmd_templates_VNEC1.rvt | GEP
ppmd_templates_VNEC1.rvt | VNEC1 - INTERIOR DESIGN | FALSE | Ceiling Finish¦Alternate | Ceiling Finish2 | TRUE | acb31fd1-378b-4329-97b0-400ae39b5bc4 | mePy5pTRaeQ/ThhGPwjhptHYWFwZnw+5SmPorsANiqI= | C:\Temp\vw\test data\ppmd_templates_VNEC1.rvt | -
ppmd_templates_VNEC1.rvt | VNEC1 - INTERIOR DESIGN | FALSE | Room Height¦ft - in | Ceiling_Hgt_IP | TRUE | 9f14ca4f-2465-4385-a17c-7aa549f64c09 | mePy5pTRaeQ/ThhGPwjhptHYWFwZnw+5SmPorsANiqI= | C:\Temp\vw\test data\ppmd_templates_VNEC1.rvt | 9' - 0"
ppmd_templates_VNEC1.rvt | VNEC1 - INTERIOR DESIGN | FALSE | Room Noise¦Min NC | Noise_NC_MIN | TRUE | 8c49df6c-7d6b-49fd-9459-f57d0921d704 | mePy5pTRaeQ/ThhGPwjhptHYWFwZnw+5SmPorsANiqI= | C:\Temp\vw\test data\ppmd_templates_VNEC1.rvt | 30
ppmd_templates_VNEC1.rvt | VNEC1 - INTERIOR DESIGN | FALSE | Room Noise¦Max NC | Noise_NC_MAX | TRUE | 629b571a-1c14-443c-b8e8-1130b5edb513 | mePy5pTRaeQ/ThhGPwjhptHYWFwZnw+5SmPorsANiqI= | C:\Temp\vw\test data\ppmd_templates_VNEC1.rvt | 40
ppmd_templates_VNEC1.rvt | VNEC1 - INTERIOR DESIGN | FALSE | Room Noise¦SC | Noise_SC | TRUE | 44bf9cd1-070a-432c-87d9-26a3211cfe07 | mePy5pTRaeQ/ThhGPwjhptHYWFwZnw+5SmPorsANiqI= | C:\Temp\vw\test data\ppmd_templates_VNEC1.rvt | 50
ppmd_templates_VNEC1.rvt | VNEC1 - MECHANICAL DESIGN | FALSE | Air Balance | Air_Balance | TRUE | 587b3cf9-4450-4d95-b8ef-0e93665dbd91 | mePy5pTRaeQ/ThhGPwjhptHYWFwZnw+5SmPorsANiqI= | C:\Temp\vw\test data\ppmd_templates_VNEC1.rvt | 0
ppmd_templates_VNEC1.rvt | VNEC1 - MECHANICAL DESIGN | FALSE | Air Changes Total | Air_Changes_Total | TRUE | 3988d7f3-0f28-4410-866c-5bc65e1d842a | mePy5pTRaeQ/ThhGPwjhptHYWFwZnw+5SmPorsANiqI= | C:\Temp\vw\test data\ppmd_templates_VNEC1.rvt | 4
ppmd_templates_VNEC1.rvt | VNEC1 - MECHANICAL DESIGN | FALSE | Air Changes OA | Air_Changes_OA | TRUE | b7af949f-3b64-4f85-9391-d9f17dcaad1e | mePy5pTRaeQ/ThhGPwjhptHYWFwZnw+5SmPorsANiqI= | C:\Temp\vw\test data\ppmd_templates_VNEC1.rvt | 2
ppmd_templates_VNEC1.rvt | VNEC1 - MECHANICAL DESIGN | FALSE | 100% Exhaust Air | Exhaust_Air_100% | TRUE | 62b97784-583b-47d5-90a3-a90bbb961b6e | mePy5pTRaeQ/ThhGPwjhptHYWFwZnw+5SmPorsANiqI= | C:\Temp\vw\test data\ppmd_templates_VNEC1.rvt | Y
ppmd_templates_VNEC1.rvt | VNEC1 - MECHANICAL DESIGN | FALSE | Summer Temp¦F | Temp_Summer_F | TRUE | 1cbf6964-bd0f-4852-b367-ef4828e2e2cc | mePy5pTRaeQ/ThhGPwjhptHYWFwZnw+5SmPorsANiqI= | C:\Temp\vw\test data\ppmd_templates_VNEC1.rvt
ppmd_templates_VNEC1.rvt | VNEC1 - MECHANICAL DESIGN | FALSE | Summer Temp¦C | Temp_Summer_C | FALSE |  | mePy5pTRaeQ/ThhGPwjhptHYWFwZnw+5SmPorsANiqI= | C:\Temp\vw\test data\ppmd_templates_VNEC1.rvt
ppmd_templates_VNEC1.rvt | VNEC1 - MECHANICAL DESIGN | FALSE | Summer Temp¦Note | Temp_Summer_Note | TRUE | 6248fa3c-bb43-4e1c-91bb-60e102e573b7 | mePy5pTRaeQ/ThhGPwjhptHYWFwZnw+5SmPorsANiqI= | C:\Temp\vw\test data\ppmd_templates_VNEC1.rvt
ppmd_templates_VNEC1.rvt | VNEC1 - MECHANICAL DESIGN | FALSE | Winter Temp¦F | Temp_Winter_F | TRUE | b4f9888f-41ad-47ef-a6af-145b3de732c9 | mePy5pTRaeQ/ThhGPwjhptHYWFwZnw+5SmPorsANiqI= | C:\Temp\vw\test data\ppmd_templates_VNEC1.rvt | 68
ppmd_templates_VNEC1.rvt | VNEC1 - MECHANICAL DESIGN | FALSE | Winter Temp¦C | Temp_Winter_C | FALSE |  | mePy5pTRaeQ/ThhGPwjhptHYWFwZnw+5SmPorsANiqI= | C:\Temp\vw\test data\ppmd_templates_VNEC1.rvt | 20
ppmd_templates_VNEC1.rvt | VNEC1 - MECHANICAL DESIGN | FALSE | Winter Temp¦Note | Temp_Winter_Note | TRUE | aacd83fc-f530-464e-b089-01667d3c52cd | mePy5pTRaeQ/ThhGPwjhptHYWFwZnw+5SmPorsANiqI= | C:\Temp\vw\test data\ppmd_templates_VNEC1.rvt
ppmd_templates_VNEC1.rvt | VNEC1 - MECHANICAL DESIGN | FALSE | Max Relative Humidity | Relative_Humidity | TRUE | 36ead6c1-4384-4a65-8654-06a60aef94cb | mePy5pTRaeQ/ThhGPwjhptHYWFwZnw+5SmPorsANiqI= | C:\Temp\vw\test data\ppmd_templates_VNEC1.rvt | -
ppmd_templates_VNEC1.rvt | VNEC1 - MECHANICAL DESIGN | FALSE | Filtration¦Interm % | Filtration_Inter_% | TRUE | 4f03ad65-f905-419e-a0cf-8f58fe921fbc | mePy5pTRaeQ/ThhGPwjhptHYWFwZnw+5SmPorsANiqI= | C:\Temp\vw\test data\ppmd_templates_VNEC1.rvt | 13
ppmd_templates_VNEC1.rvt | VNEC1 - MECHANICAL DESIGN | FALSE | Filtration¦Final % | Filtration_Final_% | TRUE | cc736e5f-46f5-476a-8d0a-ceb32d8d4e5a | mePy5pTRaeQ/ThhGPwjhptHYWFwZnw+5SmPorsANiqI= | C:\Temp\vw\test data\ppmd_templates_VNEC1.rvt | -
ppmd_templates_VNEC1.rvt | VNEC1 - MECHANICAL DESIGN | FALSE | Notes | Mech_Notes | TRUE | a32df790-0ab9-4c4a-b19c-511c2eef6d56 | mePy5pTRaeQ/ThhGPwjhptHYWFwZnw+5SmPorsANiqI= | C:\Temp\vw\test data\ppmd_templates_VNEC1.rvt | -
ppmd_templates_VNEC1.rvt | VNEC1 - MEDICAL GAS DESIGN | FALSE | MCA | MedGas_MCA | TRUE | 3b23ea7f-b9f1-4749-8a2b-eb6a4fab4cdc | mePy5pTRaeQ/ThhGPwjhptHYWFwZnw+5SmPorsANiqI= | C:\Temp\vw\test data\ppmd_templates_VNEC1.rvt | 1
ppmd_templates_VNEC1.rvt | VNEC1 - MEDICAL GAS DESIGN | FALSE | DCA | MedGas_DCA | TRUE | 20dc9c73-7465-4e8a-8300-4a8b5a46a91c | mePy5pTRaeQ/ThhGPwjhptHYWFwZnw+5SmPorsANiqI= | C:\Temp\vw\test data\ppmd_templates_VNEC1.rvt | -
ppmd_templates_VNEC1.rvt | VNEC1 - MEDICAL GAS DESIGN | FALSE | LA | MedGas_LA | TRUE | 99801083-d820-4c5f-ad07-ab168e1bbda0 | mePy5pTRaeQ/ThhGPwjhptHYWFwZnw+5SmPorsANiqI= | C:\Temp\vw\test data\ppmd_templates_VNEC1.rvt | -
ppmd_templates_VNEC1.rvt | VNEC1 - MEDICAL GAS DESIGN | FALSE | PA | MedGas_PA | TRUE | 55793ba6-1647-428e-86f6-5ce4153c7f2e | mePy5pTRaeQ/ThhGPwjhptHYWFwZnw+5SmPorsANiqI= | C:\Temp\vw\test data\ppmd_templates_VNEC1.rvt | -
ppmd_templates_VNEC1.rvt | VNEC1 - MEDICAL GAS DESIGN | FALSE | MV | MedGas_MV | TRUE | 0a0bec6d-9172-4a2c-9fb3-7616a08f677a | mePy5pTRaeQ/ThhGPwjhptHYWFwZnw+5SmPorsANiqI= | C:\Temp\vw\test data\ppmd_templates_VNEC1.rvt | 1
ppmd_templates_VNEC1.rvt | VNEC1 - MEDICAL GAS DESIGN | FALSE | DHV | MedGas_DHV | TRUE | 79779898-9917-494b-a027-0013b44e14f1 | mePy5pTRaeQ/ThhGPwjhptHYWFwZnw+5SmPorsANiqI= | C:\Temp\vw\test data\ppmd_templates_VNEC1.rvt | -
ppmd_templates_VNEC1.rvt | VNEC1 - MEDICAL GAS DESIGN | FALSE | DLV | MedGas_DLV | TRUE | bcdcef93-2e56-440a-a8f7-e9973eadba59 | mePy5pTRaeQ/ThhGPwjhptHYWFwZnw+5SmPorsANiqI= | C:\Temp\vw\test data\ppmd_templates_VNEC1.rvt | -
ppmd_templates_VNEC1.rvt | VNEC1 - MEDICAL GAS DESIGN | FALSE | LDE | MedGas_LDE | TRUE | cc6496eb-fa04-4455-81d4-1dfb1e6aaa52 | mePy5pTRaeQ/ThhGPwjhptHYWFwZnw+5SmPorsANiqI= | C:\Temp\vw\test data\ppmd_templates_VNEC1.rvt | -
ppmd_templates_VNEC1.rvt | VNEC1 - MEDICAL GAS DESIGN | FALSE | OX | MedGas_OX | TRUE | 59f6c2e0-639e-4476-adf0-a5c19b1199db | mePy5pTRaeQ/ThhGPwjhptHYWFwZnw+5SmPorsANiqI= | C:\Temp\vw\test data\ppmd_templates_VNEC1.rvt | -
ppmd_templates_VNEC1.rvt | VNEC1 - MEDICAL GAS DESIGN | FALSE | NO | MedGas_NO | TRUE | 1f31b342-99ad-494b-90ce-f27b8fc04b75 | mePy5pTRaeQ/ThhGPwjhptHYWFwZnw+5SmPorsANiqI= | C:\Temp\vw\test data\ppmd_templates_VNEC1.rvt | 1
ppmd_templates_VNEC1.rvt | VNEC1 - MEDICAL GAS DESIGN | FALSE | NI | MedGas_NI | TRUE | ea24567d-1f4e-45f9-907f-a79ef8b323b1 | mePy5pTRaeQ/ThhGPwjhptHYWFwZnw+5SmPorsANiqI= | C:\Temp\vw\test data\ppmd_templates_VNEC1.rvt | -
ppmd_templates_VNEC1.rvt | VNEC1 - MEDICAL GAS DESIGN | FALSE | WAGD | MedGas_WAGD | TRUE | 1aa3572e-5073-44b4-acb3-ff8739230b69 | mePy5pTRaeQ/ThhGPwjhptHYWFwZnw+5SmPorsANiqI= | C:\Temp\vw\test data\ppmd_templates_VNEC1.rvt | -
ppmd_templates_VNEC1.rvt | VNEC1 - MEDICAL GAS DESIGN | FALSE | Notes1 | MedGas_Notes | TRUE | 69d1283f-21ef-46f3-9ebb-e36d00ef4da3 | mePy5pTRaeQ/ThhGPwjhptHYWFwZnw+5SmPorsANiqI= | C:\Temp\vw\test data\ppmd_templates_VNEC1.rvt | -
ppmd_templates_VNEC1.rvt | VNEC1 - MEDICAL GAS DESIGN | FALSE | Notes2 | MedGas_Notes2 | TRUE | 867f4341-094b-4cc7-b128-8c28392e09cd | mePy5pTRaeQ/ThhGPwjhptHYWFwZnw+5SmPorsANiqI= | C:\Temp\vw\test data\ppmd_templates_VNEC1.rvt
ppmd_templates_VNEC1.rvt | VNEC1 - STRUCTURAL DESIGN | FALSE | Structural Load¦psf | Str_FloorLoad_psf | TRUE | 654b90c9-d71e-4bcd-9f27-a1532becca95 | mePy5pTRaeQ/ThhGPwjhptHYWFwZnw+5SmPorsANiqI= | C:\Temp\vw\test data\ppmd_templates_VNEC1.rvt | 0
ppmd_templates_VNEC1.rvt | VNEC1 - STRUCTURAL DESIGN | FALSE | Structural Load¦kPA | Str_FloorLoad_kPA | FALSE |  | mePy5pTRaeQ/ThhGPwjhptHYWFwZnw+5SmPorsANiqI= | C:\Temp\vw\test data\ppmd_templates_VNEC1.rvt | 0
ppmd_templates_VNEC1.rvt | VNEC1 - STRUCTURAL DESIGN | FALSE | Notes | Str_Notes | TRUE | 509b36e6-cf53-4158-b357-61e3cedd6faa | mePy5pTRaeQ/ThhGPwjhptHYWFwZnw+5SmPorsANiqI= | C:\Temp\vw\test data\ppmd_templates_VNEC1.rvt | C
ppmd_templates_VS001.rvt | VS001 - DATA/TELEPHONE EQUIPMENT | FALSE | JSN | JSN | TRUE | 8632cd76-2ab9-457d-8db7-39197de446a2 | LXNMPFusG2JlV3EQTgGTAojFUdZ4D6e94y5nyhrVajI= | C:\Temp\vw\test data\ppmd_templates_VS001.rvt
ppmd_templates_VS001.rvt | VS001 - DATA/TELEPHONE EQUIPMENT | FALSE | Nomenclature | Nomenclature | TRUE | f004b755-1952-4a21-a1c1-98f41ef6a86c | LXNMPFusG2JlV3EQTgGTAojFUdZ4D6e94y5nyhrVajI= | C:\Temp\vw\test data\ppmd_templates_VS001.rvt
ppmd_templates_VS001.rvt | VS001 - DATA/TELEPHONE EQUIPMENT | FALSE | Qty | Count | FALSE |  | LXNMPFusG2JlV3EQTgGTAojFUdZ4D6e94y5nyhrVajI= | C:\Temp\vw\test data\ppmd_templates_VS001.rvt
ppmd_templates_VS001.rvt | VS001 - DATA/TELEPHONE EQUIPMENT | FALSE | Logistics¦AR | CAT_Army | TRUE | fa0e0053-bcc4-42e8-881f-6a4690f994c9 | LXNMPFusG2JlV3EQTgGTAojFUdZ4D6e94y5nyhrVajI= | C:\Temp\vw\test data\ppmd_templates_VS001.rvt
ppmd_templates_VS001.rvt | VS001 - DATA/TELEPHONE EQUIPMENT | FALSE | Logistics¦NA | CAT_Navy | TRUE | 183e77a6-b75d-41a5-8f81-f6abfee236ec | LXNMPFusG2JlV3EQTgGTAojFUdZ4D6e94y5nyhrVajI= | C:\Temp\vw\test data\ppmd_templates_VS001.rvt
ppmd_templates_VS001.rvt | VS001 - DATA/TELEPHONE EQUIPMENT | FALSE | Logistics¦AF | CAT_AF | TRUE | 053816d3-2f83-4e72-9b30-0a25ff75573f | LXNMPFusG2JlV3EQTgGTAojFUdZ4D6e94y5nyhrVajI= | C:\Temp\vw\test data\ppmd_templates_VS001.rvt
ppmd_templates_VS001.rvt | VS001 - DATA/TELEPHONE EQUIPMENT | FALSE | Logistics¦VA | CAT_VA | TRUE | abab06e0-bc20-4958-a9a7-acf73c376614 | LXNMPFusG2JlV3EQTgGTAojFUdZ4D6e94y5nyhrVajI= | C:\Temp\vw\test data\ppmd_templates_VS001.rvt
ppmd_templates_VS001.rvt | VS001 - DOOR SCHEDULE | FALSE | Mark | Construction Type | FALSE |  | LXNMPFusG2JlV3EQTgGTAojFUdZ4D6e94y5nyhrVajI= | C:\Temp\vw\test data\ppmd_templates_VS001.rvt | H¦I
ppmd_templates_VS001.rvt | VS001 - DOOR SCHEDULE | FALSE | Type | Family | FALSE |  | LXNMPFusG2JlV3EQTgGTAojFUdZ4D6e94y5nyhrVajI= | C:\Temp\vw\test data\ppmd_templates_VS001.rvt | Single-Flush-Dbl Acting¦Double-Flush
ppmd_templates_VS001.rvt | VS001 - DOOR SCHEDULE | FALSE | Count | Count | FALSE |  | LXNMPFusG2JlV3EQTgGTAojFUdZ4D6e94y5nyhrVajI= | C:\Temp\vw\test data\ppmd_templates_VS001.rvt | 1¦1
ppmd_templates_VS001.rvt | VS001 - DOOR SCHEDULE | FALSE | Height¦ft - in | Height | FALSE |  | LXNMPFusG2JlV3EQTgGTAojFUdZ4D6e94y5nyhrVajI= | C:\Temp\vw\test data\ppmd_templates_VS001.rvt | 7' - 0"¦7' - 0"
ppmd_templates_VS001.rvt | VS001 - DOOR SCHEDULE | FALSE | Width¦ft - in | Width | FALSE |  | LXNMPFusG2JlV3EQTgGTAojFUdZ4D6e94y5nyhrVajI= | C:\Temp\vw\test data\ppmd_templates_VS001.rvt | 4' - 0"¦6' - 0"
ppmd_templates_VS001.rvt | VS001 - DOOR SCHEDULE | FALSE | Notes | Type Comments | FALSE |  | LXNMPFusG2JlV3EQTgGTAojFUdZ4D6e94y5nyhrVajI= | C:\Temp\vw\test data\ppmd_templates_VS001.rvt
ppmd_templates_VS001.rvt | VS001 - ELECTRICAL DESIGN | FALSE | Lighting¦LUX1 | Light_Level_LUX | TRUE | fc853981-f613-4f05-81bd-e48fb947424b | LXNMPFusG2JlV3EQTgGTAojFUdZ4D6e94y5nyhrVajI= | C:\Temp\vw\test data\ppmd_templates_VS001.rvt | 2100
ppmd_templates_VS001.rvt | VS001 - ELECTRICAL DESIGN | FALSE | Lighting¦Footcandles1 | Light_Level_FC | FALSE |  | LXNMPFusG2JlV3EQTgGTAojFUdZ4D6e94y5nyhrVajI= | C:\Temp\vw\test data\ppmd_templates_VS001.rvt | 195
ppmd_templates_VS001.rvt | VS001 - ELECTRICAL DESIGN | FALSE | Lighting¦LUX2 | Light_Level_LUX2 | TRUE | 172f1cff-58cc-41cd-b888-0e7a81d2bf40 | LXNMPFusG2JlV3EQTgGTAojFUdZ4D6e94y5nyhrVajI= | C:\Temp\vw\test data\ppmd_templates_VS001.rvt
ppmd_templates_VS001.rvt | VS001 - ELECTRICAL DESIGN | FALSE | Lighting¦Footcandles2 | Light_Level_FC2 | FALSE |  | LXNMPFusG2JlV3EQTgGTAojFUdZ4D6e94y5nyhrVajI= | C:\Temp\vw\test data\ppmd_templates_VS001.rvt
ppmd_templates_VS001.rvt | VS001 - ELECTRICAL DESIGN | FALSE | Lighting¦Notes | Light_Notes | TRUE | a36245ac-ea57-45c2-bac5-bed4d04a4f78 | LXNMPFusG2JlV3EQTgGTAojFUdZ4D6e94y5nyhrVajI= | C:\Temp\vw\test data\ppmd_templates_VS001.rvt | D
ppmd_templates_VS001.rvt | VS001 - ELECTRICAL DESIGN | FALSE | Lighting¦Notes2 | Light_Notes2 | TRUE | 6d0b4891-ce4c-45f8-9560-387866098a10 | LXNMPFusG2JlV3EQTgGTAojFUdZ4D6e94y5nyhrVajI= | C:\Temp\vw\test data\ppmd_templates_VS001.rvt | F
ppmd_templates_VS001.rvt | VS001 - ELECTRICAL DESIGN | FALSE | Essential Power¦% Power | ES_Power% | TRUE | 7cbfe71a-865f-4cf4-b400-c67e3939439b | LXNMPFusG2JlV3EQTgGTAojFUdZ4D6e94y5nyhrVajI= | C:\Temp\vw\test data\ppmd_templates_VS001.rvt | RA
ppmd_templates_VS001.rvt | VS001 - ELECTRICAL DESIGN | FALSE | Essential Power¦% Light | ES_Light% | TRUE | af00a8bb-40cb-434a-a7e5-b4140f3c844f | LXNMPFusG2JlV3EQTgGTAojFUdZ4D6e94y5nyhrVajI= | C:\Temp\vw\test data\ppmd_templates_VS001.rvt | LB
ppmd_templates_VS001.rvt | VS001 - ELECTRICAL DESIGN | FALSE | Essential Power¦Notes | ES_Notes | TRUE | 0c3ae867-1060-40b5-bb68-261d16a167a0 | LXNMPFusG2JlV3EQTgGTAojFUdZ4D6e94y5nyhrVajI= | C:\Temp\vw\test data\ppmd_templates_VS001.rvt | -
ppmd_templates_VS001.rvt | VS001 - EQUIPMENT SCHEDULE 1 of 2 | TRUE | JSN | JSN | TRUE | 8632cd76-2ab9-457d-8db7-39197de446a2 | LXNMPFusG2JlV3EQTgGTAojFUdZ4D6e94y5nyhrVajI= | C:\Temp\vw\test data\ppmd_templates_VS001.rvt | A1122¦A1130¦A4015¦A5106¦A5107¦E0948¦F0355¦F0610¦F3200¦M0512¦M3175¦M3340¦M4250¦M4255¦M4266¦M4816¦M5030¦M7490¦M8755¦M8805¦M8810¦M8820¦M8900¦M8905¦V0030¦V0150¦X4112
ppmd_templates_VS001.rvt | VS001 - EQUIPMENT SCHEDULE 1 of 2 | TRUE | Nomenclature | Nomenclature | TRUE | f004b755-1952-4a21-a1c1-98f41ef6a86c | LXNMPFusG2JlV3EQTgGTAojFUdZ4D6e94y5nyhrVajI= | C:\Temp\vw\test data\ppmd_templates_VS001.rvt | Column, Equipment Arm, Ceiling Mounted, Surgery¦Cabinet, Control, Nitrogen¦Clock, Elapsed Time, Electric¦Waste Disposal Unit, Sharps w/Glove Dispenser¦Dispenser, Glove, Surgical/Examination, Wall Mntd¦Cart, General Storage, Mobile, 42"H x 32"W x 22"D¦Footstool, Straight¦Desk, Folding, W/M¦Clock, Battery, 12" Diameter¦Television, HDTV, Large Screen, 60"¦Electrosurgical Unit, Dual Output¦Backtable¦Pump, Syringe, Infusion¦Stand, IV, Adjustable¦Pump, Volumetric, Infusion, Multiple Line¦Warming Unit, Patient, Automatic Manual, Air¦Stool, Surgeon, Revolving¦Light, Surg, Ceiling Mtd, Dual, Unequal Dia Heads¦Aspirator, Low Pressure/Low Volume, Surgical¦Table, Instument, Straddle¦Stand, Mayo¦Table, Instument/Dressing, CRS¦Carriage, Pail, CRS, Without Pail¦Pail, Utility, CRS, Without Carriage¦Table, Operating, Veterinary, Hydraulic¦Anesthesia/Ventilator System, Veterinary¦Console, PACS, Remote View, 1k X 1k, 2 Monitors
ppmd_templates_VS001.rvt | VS001 - EQUIPMENT SCHEDULE 1 of 2 | TRUE | Qty | Count | FALSE |  | LXNMPFusG2JlV3EQTgGTAojFUdZ4D6e94y5nyhrVajI= | C:\Temp\vw\test data\ppmd_templates_VS001.rvt | 1¦1¦1¦1¦1¦2¦1¦1¦1¦1¦1¦1¦1¦2¦2¦1¦2¦1¦1¦1¦2¦1¦2¦2¦1¦1¦1
ppmd_templates_VS001.rvt | VS001 - EQUIPMENT SCHEDULE 1 of 2 | TRUE | Logistics¦AR | CAT_Army | TRUE | fa0e0053-bcc4-42e8-881f-6a4690f994c9 | LXNMPFusG2JlV3EQTgGTAojFUdZ4D6e94y5nyhrVajI= | C:\Temp\vw\test data\ppmd_templates_VS001.rvt | A¦A¦A¦C¦C¦C¦C¦A¦C¦C¦C¦C¦C¦C¦C¦C¦C¦A¦C¦C¦C¦C¦C¦C¦C¦C¦F
ppmd_templates_VS001.rvt | VS001 - EQUIPMENT SCHEDULE 1 of 2 | TRUE | Logistics¦NA | CAT_Navy | TRUE | 183e77a6-b75d-41a5-8f81-f6abfee236ec | LXNMPFusG2JlV3EQTgGTAojFUdZ4D6e94y5nyhrVajI= | C:\Temp\vw\test data\ppmd_templates_VS001.rvt | A¦A¦A¦A¦C¦C¦C¦A¦C¦C¦C¦C¦C¦C¦C¦C¦C¦A¦C¦C¦C¦C¦C¦C¦C¦C¦F
ppmd_templates_VS001.rvt | VS001 - EQUIPMENT SCHEDULE 1 of 2 | TRUE | Logistics¦AF | CAT_AF | TRUE | 053816d3-2f83-4e72-9b30-0a25ff75573f | LXNMPFusG2JlV3EQTgGTAojFUdZ4D6e94y5nyhrVajI= | C:\Temp\vw\test data\ppmd_templates_VS001.rvt | A¦A¦A¦C¦C¦C¦C¦A¦C¦C¦C¦C¦C¦C¦C¦C¦C¦A¦C¦C¦C¦C¦C¦C¦C¦C¦F
ppmd_templates_VS001.rvt | VS001 - EQUIPMENT SCHEDULE 1 of 2 | TRUE | Logistics¦VA | CAT_VA | TRUE | abab06e0-bc20-4958-a9a7-acf73c376614 | LXNMPFusG2JlV3EQTgGTAojFUdZ4D6e94y5nyhrVajI= | C:\Temp\vw\test data\ppmd_templates_VS001.rvt | A¦A¦A¦C¦C¦C¦C¦A¦C¦C¦C¦C¦C¦C¦C¦C¦C¦A¦C¦C¦C¦C¦C¦C¦C¦C¦F
ppmd_templates_VS001.rvt | VS001 - EQUIPMENT SCHEDULE 1 of 2 | TRUE | Utilities¦1 | UTIL_1_WaterDrain | TRUE | 594b780e-c62e-473b-9f66-4d3db2fa1b7f | LXNMPFusG2JlV3EQTgGTAojFUdZ4D6e94y5nyhrVajI= | C:\Temp\vw\test data\ppmd_templates_VS001.rvt | -¦-¦-¦-¦-¦-¦-¦-¦-¦-¦-¦-¦-¦-¦-¦-¦-¦-¦-¦-¦-¦-¦-¦-¦-¦-¦-
ppmd_templates_VS001.rvt | VS001 - EQUIPMENT SCHEDULE 1 of 2 | TRUE | Utilities¦2 | UTIL_2_Elec | TRUE | 28082216-138e-4a2f-9824-e96dbd7e3cd0 | LXNMPFusG2JlV3EQTgGTAojFUdZ4D6e94y5nyhrVajI= | C:\Temp\vw\test data\ppmd_templates_VS001.rvt | F¦B¦A¦-¦-¦-¦-¦-¦-¦A¦A¦-¦A¦-¦A¦A¦-¦F¦A¦-¦-¦-¦-¦-¦A¦A¦B
ppmd_templates_VS001.rvt | VS001 - EQUIPMENT SCHEDULE 1 of 2 | TRUE | Utilities¦3 | UTIL_3_MedGas | TRUE | 22af1ef2-54f0-4b6e-b40a-7064dfb8769c | LXNMPFusG2JlV3EQTgGTAojFUdZ4D6e94y5nyhrVajI= | C:\Temp\vw\test data\ppmd_templates_VS001.rvt | G¦-¦-¦-¦-¦-¦-¦-¦-¦-¦-¦-¦-¦-¦-¦-¦-¦-¦-¦-¦-¦-¦-¦-¦-¦-¦-
ppmd_templates_VS001.rvt | VS001 - EQUIPMENT SCHEDULE 1 of 2 | TRUE | Utilities¦4 | UTIL_4_MiscGas | TRUE | 745b8c3e-fd4a-4430-994a-d25826e1e484 | LXNMPFusG2JlV3EQTgGTAojFUdZ4D6e94y5nyhrVajI= | C:\Temp\vw\test data\ppmd_templates_VS001.rvt | -¦-¦-¦-¦-¦-¦-¦-¦-¦-¦-¦-¦-¦-¦-¦-¦-¦-¦-¦-¦-¦-¦-¦-¦-¦-¦-
ppmd_templates_VS001.rvt | VS001 - EQUIPMENT SCHEDULE 1 of 2 | TRUE | Utilities¦5 | UTIL_5_NonMedGas | TRUE | 323edf97-d058-44ef-a0fb-1836c80554d8 | LXNMPFusG2JlV3EQTgGTAojFUdZ4D6e94y5nyhrVajI= | C:\Temp\vw\test data\ppmd_templates_VS001.rvt | -¦-¦-¦-¦-¦-¦-¦-¦-¦-¦-¦-¦-¦-¦-¦-¦-¦-¦-¦-¦-¦-¦-¦-¦-¦-¦-
ppmd_templates_VS001.rvt | VS001 - EQUIPMENT SCHEDULE 1 of 2 | TRUE | Utilities¦6 | UTIL_6_Misc | TRUE | 38083e2d-8ba3-4868-9752-742b7a4a9586 | LXNMPFusG2JlV3EQTgGTAojFUdZ4D6e94y5nyhrVajI= | C:\Temp\vw\test data\ppmd_templates_VS001.rvt | -¦-¦D¦-¦-¦-¦-¦-¦-¦-¦-¦-¦-¦-¦-¦-¦-¦-¦-¦-¦-¦-¦-¦-¦-¦-¦-
ppmd_templates_VS001.rvt | VS001 - INTERIOR DESIGN | FALSE | Floor Finish¦Preferred | Floor Finish | FALSE |  | LXNMPFusG2JlV3EQTgGTAojFUdZ4D6e94y5nyhrVajI= | C:\Temp\vw\test data\ppmd_templates_VS001.rvt
ppmd_templates_VS001.rvt | VS001 - INTERIOR DESIGN | FALSE | Floor Finish¦Alternate | Floor Finish2 | TRUE | 4030719d-a272-441a-8bfa-d5eb510a1687 | LXNMPFusG2JlV3EQTgGTAojFUdZ4D6e94y5nyhrVajI= | C:\Temp\vw\test data\ppmd_templates_VS001.rvt
ppmd_templates_VS001.rvt | VS001 - INTERIOR DESIGN | FALSE | Wall Finish¦Preferred | Wall Finish | FALSE |  | LXNMPFusG2JlV3EQTgGTAojFUdZ4D6e94y5nyhrVajI= | C:\Temp\vw\test data\ppmd_templates_VS001.rvt
ppmd_templates_VS001.rvt | VS001 - INTERIOR DESIGN | FALSE | Wall Finish¦Alternate | Wall Finish2 | TRUE | 5a49d499-57b3-4e1f-afc0-4c041c862be1 | LXNMPFusG2JlV3EQTgGTAojFUdZ4D6e94y5nyhrVajI= | C:\Temp\vw\test data\ppmd_templates_VS001.rvt
ppmd_templates_VS001.rvt | VS001 - INTERIOR DESIGN | FALSE | Ceiling Finish¦Preferred | Ceiling Finish | FALSE |  | LXNMPFusG2JlV3EQTgGTAojFUdZ4D6e94y5nyhrVajI= | C:\Temp\vw\test data\ppmd_templates_VS001.rvt
ppmd_templates_VS001.rvt | VS001 - INTERIOR DESIGN | FALSE | Ceiling Finish¦Alternate | Ceiling Finish2 | TRUE | acb31fd1-378b-4329-97b0-400ae39b5bc4 | LXNMPFusG2JlV3EQTgGTAojFUdZ4D6e94y5nyhrVajI= | C:\Temp\vw\test data\ppmd_templates_VS001.rvt
ppmd_templates_VS001.rvt | VS001 - INTERIOR DESIGN | FALSE | Room Height¦ft - in | Ceiling_Hgt_IP | TRUE | 9f14ca4f-2465-4385-a17c-7aa549f64c09 | LXNMPFusG2JlV3EQTgGTAojFUdZ4D6e94y5nyhrVajI= | C:\Temp\vw\test data\ppmd_templates_VS001.rvt
ppmd_templates_VS001.rvt | VS001 - INTERIOR DESIGN | FALSE | Room Noise¦Min NC | Noise_NC_MIN | TRUE | 8c49df6c-7d6b-49fd-9459-f57d0921d704 | LXNMPFusG2JlV3EQTgGTAojFUdZ4D6e94y5nyhrVajI= | C:\Temp\vw\test data\ppmd_templates_VS001.rvt
ppmd_templates_VS001.rvt | VS001 - INTERIOR DESIGN | FALSE | Room Noise¦Max NC | Noise_NC_MAX | TRUE | 629b571a-1c14-443c-b8e8-1130b5edb513 | LXNMPFusG2JlV3EQTgGTAojFUdZ4D6e94y5nyhrVajI= | C:\Temp\vw\test data\ppmd_templates_VS001.rvt
ppmd_templates_VS001.rvt | VS001 - INTERIOR DESIGN | FALSE | Room Noise¦SC | Noise_SC | TRUE | 44bf9cd1-070a-432c-87d9-26a3211cfe07 | LXNMPFusG2JlV3EQTgGTAojFUdZ4D6e94y5nyhrVajI= | C:\Temp\vw\test data\ppmd_templates_VS001.rvt
ppmd_templates_VS001.rvt | VS001 - MECHANICAL DESIGN | FALSE | Air Balance | Air_Balance | TRUE | 587b3cf9-4450-4d95-b8ef-0e93665dbd91 | LXNMPFusG2JlV3EQTgGTAojFUdZ4D6e94y5nyhrVajI= | C:\Temp\vw\test data\ppmd_templates_VS001.rvt
ppmd_templates_VS001.rvt | VS001 - MECHANICAL DESIGN | FALSE | Air Changes Total | Air_Changes_Total | TRUE | 3988d7f3-0f28-4410-866c-5bc65e1d842a | LXNMPFusG2JlV3EQTgGTAojFUdZ4D6e94y5nyhrVajI= | C:\Temp\vw\test data\ppmd_templates_VS001.rvt
ppmd_templates_VS001.rvt | VS001 - MECHANICAL DESIGN | FALSE | Air Changes OA | Air_Changes_OA | TRUE | b7af949f-3b64-4f85-9391-d9f17dcaad1e | LXNMPFusG2JlV3EQTgGTAojFUdZ4D6e94y5nyhrVajI= | C:\Temp\vw\test data\ppmd_templates_VS001.rvt
ppmd_templates_VS001.rvt | VS001 - MECHANICAL DESIGN | FALSE | 100% Exhaust Air | Exhaust_Air_100% | TRUE | 62b97784-583b-47d5-90a3-a90bbb961b6e | LXNMPFusG2JlV3EQTgGTAojFUdZ4D6e94y5nyhrVajI= | C:\Temp\vw\test data\ppmd_templates_VS001.rvt
ppmd_templates_VS001.rvt | VS001 - MECHANICAL DESIGN | FALSE | Summer Temp¦F | Temp_Summer_F | TRUE | 1cbf6964-bd0f-4852-b367-ef4828e2e2cc | LXNMPFusG2JlV3EQTgGTAojFUdZ4D6e94y5nyhrVajI= | C:\Temp\vw\test data\ppmd_templates_VS001.rvt
ppmd_templates_VS001.rvt | VS001 - MECHANICAL DESIGN | FALSE | Summer Temp¦C | Temp_Summer_C | FALSE |  | LXNMPFusG2JlV3EQTgGTAojFUdZ4D6e94y5nyhrVajI= | C:\Temp\vw\test data\ppmd_templates_VS001.rvt
ppmd_templates_VS001.rvt | VS001 - MECHANICAL DESIGN | FALSE | Summer Temp¦Note | Temp_Summer_Note | TRUE | 6248fa3c-bb43-4e1c-91bb-60e102e573b7 | LXNMPFusG2JlV3EQTgGTAojFUdZ4D6e94y5nyhrVajI= | C:\Temp\vw\test data\ppmd_templates_VS001.rvt
ppmd_templates_VS001.rvt | VS001 - MECHANICAL DESIGN | FALSE | Winter Temp¦F | Temp_Winter_F | TRUE | b4f9888f-41ad-47ef-a6af-145b3de732c9 | LXNMPFusG2JlV3EQTgGTAojFUdZ4D6e94y5nyhrVajI= | C:\Temp\vw\test data\ppmd_templates_VS001.rvt
ppmd_templates_VS001.rvt | VS001 - MECHANICAL DESIGN | FALSE | Winter Temp¦C | Temp_Winter_C | FALSE |  | LXNMPFusG2JlV3EQTgGTAojFUdZ4D6e94y5nyhrVajI= | C:\Temp\vw\test data\ppmd_templates_VS001.rvt
ppmd_templates_VS001.rvt | VS001 - MECHANICAL DESIGN | FALSE | Winter Temp¦Note | Temp_Winter_Note | TRUE | aacd83fc-f530-464e-b089-01667d3c52cd | LXNMPFusG2JlV3EQTgGTAojFUdZ4D6e94y5nyhrVajI= | C:\Temp\vw\test data\ppmd_templates_VS001.rvt
ppmd_templates_VS001.rvt | VS001 - MECHANICAL DESIGN | FALSE | Max Relative Humidity | Relative_Humidity | TRUE | 36ead6c1-4384-4a65-8654-06a60aef94cb | LXNMPFusG2JlV3EQTgGTAojFUdZ4D6e94y5nyhrVajI= | C:\Temp\vw\test data\ppmd_templates_VS001.rvt
ppmd_templates_VS001.rvt | VS001 - MECHANICAL DESIGN | FALSE | Filtration¦Interm % | Filtration_Inter_% | TRUE | 4f03ad65-f905-419e-a0cf-8f58fe921fbc | LXNMPFusG2JlV3EQTgGTAojFUdZ4D6e94y5nyhrVajI= | C:\Temp\vw\test data\ppmd_templates_VS001.rvt
ppmd_templates_VS001.rvt | VS001 - MECHANICAL DESIGN | FALSE | Filtration¦Final % | Filtration_Final_% | TRUE | cc736e5f-46f5-476a-8d0a-ceb32d8d4e5a | LXNMPFusG2JlV3EQTgGTAojFUdZ4D6e94y5nyhrVajI= | C:\Temp\vw\test data\ppmd_templates_VS001.rvt
ppmd_templates_VS001.rvt | VS001 - MECHANICAL DESIGN | FALSE | Notes | Mech_Notes | TRUE | a32df790-0ab9-4c4a-b19c-511c2eef6d56 | LXNMPFusG2JlV3EQTgGTAojFUdZ4D6e94y5nyhrVajI= | C:\Temp\vw\test data\ppmd_templates_VS001.rvt
ppmd_templates_VS001.rvt | VS001 - MEDICAL GAS DESIGN | FALSE | MCA | MedGas_MCA | TRUE | 3b23ea7f-b9f1-4749-8a2b-eb6a4fab4cdc | LXNMPFusG2JlV3EQTgGTAojFUdZ4D6e94y5nyhrVajI= | C:\Temp\vw\test data\ppmd_templates_VS001.rvt
ppmd_templates_VS001.rvt | VS001 - MEDICAL GAS DESIGN | FALSE | DCA | MedGas_DCA | TRUE | 20dc9c73-7465-4e8a-8300-4a8b5a46a91c | LXNMPFusG2JlV3EQTgGTAojFUdZ4D6e94y5nyhrVajI= | C:\Temp\vw\test data\ppmd_templates_VS001.rvt
ppmd_templates_VS001.rvt | VS001 - MEDICAL GAS DESIGN | FALSE | LA | MedGas_LA | TRUE | 99801083-d820-4c5f-ad07-ab168e1bbda0 | LXNMPFusG2JlV3EQTgGTAojFUdZ4D6e94y5nyhrVajI= | C:\Temp\vw\test data\ppmd_templates_VS001.rvt
ppmd_templates_VS001.rvt | VS001 - MEDICAL GAS DESIGN | FALSE | PA | MedGas_PA | TRUE | 55793ba6-1647-428e-86f6-5ce4153c7f2e | LXNMPFusG2JlV3EQTgGTAojFUdZ4D6e94y5nyhrVajI= | C:\Temp\vw\test data\ppmd_templates_VS001.rvt
ppmd_templates_VS001.rvt | VS001 - MEDICAL GAS DESIGN | FALSE | MV | MedGas_MV | TRUE | 0a0bec6d-9172-4a2c-9fb3-7616a08f677a | LXNMPFusG2JlV3EQTgGTAojFUdZ4D6e94y5nyhrVajI= | C:\Temp\vw\test data\ppmd_templates_VS001.rvt
ppmd_templates_VS001.rvt | VS001 - MEDICAL GAS DESIGN | FALSE | DHV | MedGas_DHV | TRUE | 79779898-9917-494b-a027-0013b44e14f1 | LXNMPFusG2JlV3EQTgGTAojFUdZ4D6e94y5nyhrVajI= | C:\Temp\vw\test data\ppmd_templates_VS001.rvt
ppmd_templates_VS001.rvt | VS001 - MEDICAL GAS DESIGN | FALSE | DLV | MedGas_DLV | TRUE | bcdcef93-2e56-440a-a8f7-e9973eadba59 | LXNMPFusG2JlV3EQTgGTAojFUdZ4D6e94y5nyhrVajI= | C:\Temp\vw\test data\ppmd_templates_VS001.rvt
ppmd_templates_VS001.rvt | VS001 - MEDICAL GAS DESIGN | FALSE | LDE | MedGas_LDE | TRUE | cc6496eb-fa04-4455-81d4-1dfb1e6aaa52 | LXNMPFusG2JlV3EQTgGTAojFUdZ4D6e94y5nyhrVajI= | C:\Temp\vw\test data\ppmd_templates_VS001.rvt
ppmd_templates_VS001.rvt | VS001 - MEDICAL GAS DESIGN | FALSE | OX | MedGas_OX | TRUE | 59f6c2e0-639e-4476-adf0-a5c19b1199db | LXNMPFusG2JlV3EQTgGTAojFUdZ4D6e94y5nyhrVajI= | C:\Temp\vw\test data\ppmd_templates_VS001.rvt
ppmd_templates_VS001.rvt | VS001 - MEDICAL GAS DESIGN | FALSE | NO | MedGas_NO | TRUE | 1f31b342-99ad-494b-90ce-f27b8fc04b75 | LXNMPFusG2JlV3EQTgGTAojFUdZ4D6e94y5nyhrVajI= | C:\Temp\vw\test data\ppmd_templates_VS001.rvt
ppmd_templates_VS001.rvt | VS001 - MEDICAL GAS DESIGN | FALSE | NI | MedGas_NI | TRUE | ea24567d-1f4e-45f9-907f-a79ef8b323b1 | LXNMPFusG2JlV3EQTgGTAojFUdZ4D6e94y5nyhrVajI= | C:\Temp\vw\test data\ppmd_templates_VS001.rvt
ppmd_templates_VS001.rvt | VS001 - MEDICAL GAS DESIGN | FALSE | WAGD | MedGas_WAGD | TRUE | 1aa3572e-5073-44b4-acb3-ff8739230b69 | LXNMPFusG2JlV3EQTgGTAojFUdZ4D6e94y5nyhrVajI= | C:\Temp\vw\test data\ppmd_templates_VS001.rvt
ppmd_templates_VS001.rvt | VS001 - MEDICAL GAS DESIGN | FALSE | Notes1 | MedGas_Notes | TRUE | 69d1283f-21ef-46f3-9ebb-e36d00ef4da3 | LXNMPFusG2JlV3EQTgGTAojFUdZ4D6e94y5nyhrVajI= | C:\Temp\vw\test data\ppmd_templates_VS001.rvt
ppmd_templates_VS001.rvt | VS001 - MEDICAL GAS DESIGN | FALSE | Notes2 | MedGas_Notes2 | TRUE | 867f4341-094b-4cc7-b128-8c28392e09cd | LXNMPFusG2JlV3EQTgGTAojFUdZ4D6e94y5nyhrVajI= | C:\Temp\vw\test data\ppmd_templates_VS001.rvt
ppmd_templates_VS001.rvt | VS001 - STRUCTURAL DESIGN | FALSE | Structural Load¦psf | Str_FloorLoad_psf | TRUE | 654b90c9-d71e-4bcd-9f27-a1532becca95 | LXNMPFusG2JlV3EQTgGTAojFUdZ4D6e94y5nyhrVajI= | C:\Temp\vw\test data\ppmd_templates_VS001.rvt
ppmd_templates_VS001.rvt | VS001 - STRUCTURAL DESIGN | FALSE | Structural Load¦kPA | Str_FloorLoad_kPA | FALSE |  | LXNMPFusG2JlV3EQTgGTAojFUdZ4D6e94y5nyhrVajI= | C:\Temp\vw\test data\ppmd_templates_VS001.rvt
ppmd_templates_VS001.rvt | VS001 - STRUCTURAL DESIGN | FALSE | Notes | Str_Notes | TRUE | 509b36e6-cf53-4158-b357-61e3cedd6faa | LXNMPFusG2JlV3EQTgGTAojFUdZ4D6e94y5nyhrVajI= | C:\Temp\vw\test data\ppmd_templates_VS001.rvt
ppmd_templates_VSPD1.rvt | VSPD1 - DATA/TELEPHONE EQUIPMENT | FALSE | JSN | JSN | TRUE | 8632cd76-2ab9-457d-8db7-39197de446a2 | dpzIX3lZzuUWYGTU5vP8JZfViQtEHEBTBF7tCU1SNJA= | C:\Temp\vw\test data\ppmd_templates_VSPD1.rvt
ppmd_templates_VSPD1.rvt | VSPD1 - DATA/TELEPHONE EQUIPMENT | FALSE | Nomenclature | Nomenclature | TRUE | f004b755-1952-4a21-a1c1-98f41ef6a86c | dpzIX3lZzuUWYGTU5vP8JZfViQtEHEBTBF7tCU1SNJA= | C:\Temp\vw\test data\ppmd_templates_VSPD1.rvt
ppmd_templates_VSPD1.rvt | VSPD1 - DATA/TELEPHONE EQUIPMENT | FALSE | Qty | Count | FALSE |  | dpzIX3lZzuUWYGTU5vP8JZfViQtEHEBTBF7tCU1SNJA= | C:\Temp\vw\test data\ppmd_templates_VSPD1.rvt
ppmd_templates_VSPD1.rvt | VSPD1 - DATA/TELEPHONE EQUIPMENT | FALSE | Logistics¦AR | CAT_Army | TRUE | fa0e0053-bcc4-42e8-881f-6a4690f994c9 | dpzIX3lZzuUWYGTU5vP8JZfViQtEHEBTBF7tCU1SNJA= | C:\Temp\vw\test data\ppmd_templates_VSPD1.rvt
ppmd_templates_VSPD1.rvt | VSPD1 - DATA/TELEPHONE EQUIPMENT | FALSE | Logistics¦NA | CAT_Navy | TRUE | 183e77a6-b75d-41a5-8f81-f6abfee236ec | dpzIX3lZzuUWYGTU5vP8JZfViQtEHEBTBF7tCU1SNJA= | C:\Temp\vw\test data\ppmd_templates_VSPD1.rvt
ppmd_templates_VSPD1.rvt | VSPD1 - DATA/TELEPHONE EQUIPMENT | FALSE | Logistics¦AF | CAT_AF | TRUE | 053816d3-2f83-4e72-9b30-0a25ff75573f | dpzIX3lZzuUWYGTU5vP8JZfViQtEHEBTBF7tCU1SNJA= | C:\Temp\vw\test data\ppmd_templates_VSPD1.rvt
ppmd_templates_VSPD1.rvt | VSPD1 - DATA/TELEPHONE EQUIPMENT | FALSE | Logistics¦VA | CAT_VA | TRUE | abab06e0-bc20-4958-a9a7-acf73c376614 | dpzIX3lZzuUWYGTU5vP8JZfViQtEHEBTBF7tCU1SNJA= | C:\Temp\vw\test data\ppmd_templates_VSPD1.rvt
ppmd_templates_VSPD1.rvt | VSPD1 - DOOR SCHEDULE | FALSE | Mark | Construction Type | FALSE |  | dpzIX3lZzuUWYGTU5vP8JZfViQtEHEBTBF7tCU1SNJA= | C:\Temp\vw\test data\ppmd_templates_VSPD1.rvt
ppmd_templates_VSPD1.rvt | VSPD1 - DOOR SCHEDULE | FALSE | Type | Family | FALSE |  | dpzIX3lZzuUWYGTU5vP8JZfViQtEHEBTBF7tCU1SNJA= | C:\Temp\vw\test data\ppmd_templates_VSPD1.rvt
ppmd_templates_VSPD1.rvt | VSPD1 - DOOR SCHEDULE | FALSE | Count | Count | FALSE |  | dpzIX3lZzuUWYGTU5vP8JZfViQtEHEBTBF7tCU1SNJA= | C:\Temp\vw\test data\ppmd_templates_VSPD1.rvt
ppmd_templates_VSPD1.rvt | VSPD1 - DOOR SCHEDULE | FALSE | Height¦ft - in | Height | FALSE |  | dpzIX3lZzuUWYGTU5vP8JZfViQtEHEBTBF7tCU1SNJA= | C:\Temp\vw\test data\ppmd_templates_VSPD1.rvt
ppmd_templates_VSPD1.rvt | VSPD1 - DOOR SCHEDULE | FALSE | Width¦ft - in | Width | FALSE |  | dpzIX3lZzuUWYGTU5vP8JZfViQtEHEBTBF7tCU1SNJA= | C:\Temp\vw\test data\ppmd_templates_VSPD1.rvt
ppmd_templates_VSPD1.rvt | VSPD1 - DOOR SCHEDULE | FALSE | Notes | Type Comments | FALSE |  | dpzIX3lZzuUWYGTU5vP8JZfViQtEHEBTBF7tCU1SNJA= | C:\Temp\vw\test data\ppmd_templates_VSPD1.rvt
ppmd_templates_VSPD1.rvt | VSPD1 - ELECTRICAL DESIGN | FALSE | Lighting¦LUX1 | Light_Level_LUX | TRUE | fc853981-f613-4f05-81bd-e48fb947424b | dpzIX3lZzuUWYGTU5vP8JZfViQtEHEBTBF7tCU1SNJA= | C:\Temp\vw\test data\ppmd_templates_VSPD1.rvt | 500
ppmd_templates_VSPD1.rvt | VSPD1 - ELECTRICAL DESIGN | FALSE | Lighting¦Footcandles1 | Light_Level_FC | FALSE |  | dpzIX3lZzuUWYGTU5vP8JZfViQtEHEBTBF7tCU1SNJA= | C:\Temp\vw\test data\ppmd_templates_VSPD1.rvt | 46
ppmd_templates_VSPD1.rvt | VSPD1 - ELECTRICAL DESIGN | FALSE | Lighting¦LUX2 | Light_Level_LUX2 | TRUE | 172f1cff-58cc-41cd-b888-0e7a81d2bf40 | dpzIX3lZzuUWYGTU5vP8JZfViQtEHEBTBF7tCU1SNJA= | C:\Temp\vw\test data\ppmd_templates_VSPD1.rvt | 1100
ppmd_templates_VSPD1.rvt | VSPD1 - ELECTRICAL DESIGN | FALSE | Lighting¦Footcandles2 | Light_Level_FC2 | FALSE |  | dpzIX3lZzuUWYGTU5vP8JZfViQtEHEBTBF7tCU1SNJA= | C:\Temp\vw\test data\ppmd_templates_VSPD1.rvt | 102
ppmd_templates_VSPD1.rvt | VSPD1 - ELECTRICAL DESIGN | FALSE | Lighting¦Notes | Light_Notes | TRUE | a36245ac-ea57-45c2-bac5-bed4d04a4f78 | dpzIX3lZzuUWYGTU5vP8JZfViQtEHEBTBF7tCU1SNJA= | C:\Temp\vw\test data\ppmd_templates_VSPD1.rvt | D
ppmd_templates_VSPD1.rvt | VSPD1 - ELECTRICAL DESIGN | FALSE | Lighting¦Notes2 | Light_Notes2 | TRUE | 6d0b4891-ce4c-45f8-9560-387866098a10 | dpzIX3lZzuUWYGTU5vP8JZfViQtEHEBTBF7tCU1SNJA= | C:\Temp\vw\test data\ppmd_templates_VSPD1.rvt
ppmd_templates_VSPD1.rvt | VSPD1 - ELECTRICAL DESIGN | FALSE | Essential Power¦% Power | ES_Power% | TRUE | 7cbfe71a-865f-4cf4-b400-c67e3939439b | dpzIX3lZzuUWYGTU5vP8JZfViQtEHEBTBF7tCU1SNJA= | C:\Temp\vw\test data\ppmd_templates_VSPD1.rvt | R
ppmd_templates_VSPD1.rvt | VSPD1 - ELECTRICAL DESIGN | FALSE | Essential Power¦% Light | ES_Light% | TRUE | af00a8bb-40cb-434a-a7e5-b4140f3c844f | dpzIX3lZzuUWYGTU5vP8JZfViQtEHEBTBF7tCU1SNJA= | C:\Temp\vw\test data\ppmd_templates_VSPD1.rvt | LB
ppmd_templates_VSPD1.rvt | VSPD1 - ELECTRICAL DESIGN | FALSE | Essential Power¦Notes | ES_Notes | TRUE | 0c3ae867-1060-40b5-bb68-261d16a167a0 | dpzIX3lZzuUWYGTU5vP8JZfViQtEHEBTBF7tCU1SNJA= | C:\Temp\vw\test data\ppmd_templates_VSPD1.rvt | -
ppmd_templates_VSPD1.rvt | VSPD1 - EQUIPMENT SCHEDULE | TRUE | JSN | JSN | TRUE | 8632cd76-2ab9-457d-8db7-39197de446a2 | dpzIX3lZzuUWYGTU5vP8JZfViQtEHEBTBF7tCU1SNJA= | C:\Temp\vw\test data\ppmd_templates_VSPD1.rvt | A5075¦A5077¦A5080¦A5107¦A5108¦A5145¦F2010¦F3200¦M3073¦M4255¦M7405¦M8810¦M8900¦M8905¦P3100¦TB028¦V0020
ppmd_templates_VSPD1.rvt | VSPD1 - EQUIPMENT SCHEDULE | TRUE | Nomenclature | Nomenclature | TRUE | f004b755-1952-4a21-a1c1-98f41ef6a86c | dpzIX3lZzuUWYGTU5vP8JZfViQtEHEBTBF7tCU1SNJA= | C:\Temp\vw\test data\ppmd_templates_VSPD1.rvt | Dispenser, Soap, Disposable¦Dispenser, Hand Sanitzer, Hands free¦Dispenser, Paper Towel, SS, Surface Mounted¦Dispenser, Glove, Surgical/Examination, Wall Mntd¦Waste Disposal Unit, Sharps¦Hook, Garment, Double, SS, Surface Mounted¦Basket, Wastepaper, Step-On¦Clock, Battery, 12" Diameter¦Container, Biohazard Waste, Step-on, Fire Safe¦Stand, IV, Adjustable¦Light, Exam, Ceiling Mounted¦Stand, Mayo¦Carriage, Pail, CRS, Without Pail¦Pail, Utility, CRS, Without Carriage¦Lavatory, Vitreous China, Slab Type¦Necropsy Table¦Clipper, Hair, Animal
ppmd_templates_VSPD1.rvt | VSPD1 - EQUIPMENT SCHEDULE | TRUE | Qty | Count | FALSE |  | dpzIX3lZzuUWYGTU5vP8JZfViQtEHEBTBF7tCU1SNJA= | C:\Temp\vw\test data\ppmd_templates_VSPD1.rvt | 1¦1¦1¦1¦1¦1¦1¦1¦1¦1¦1¦1¦1¦1¦1¦1¦1
ppmd_templates_VSPD1.rvt | VSPD1 - EQUIPMENT SCHEDULE | TRUE | LF | Comments | FALSE |  | dpzIX3lZzuUWYGTU5vP8JZfViQtEHEBTBF7tCU1SNJA= | C:\Temp\vw\test data\ppmd_templates_VSPD1.rvt
ppmd_templates_VSPD1.rvt | VSPD1 - EQUIPMENT SCHEDULE | TRUE | Logistics¦AR | CAT_Army | TRUE | fa0e0053-bcc4-42e8-881f-6a4690f994c9 | dpzIX3lZzuUWYGTU5vP8JZfViQtEHEBTBF7tCU1SNJA= | C:\Temp\vw\test data\ppmd_templates_VSPD1.rvt | C¦C¦A¦C¦C¦A¦C¦C¦C¦C¦A¦C¦C¦C¦A¦C¦C
ppmd_templates_VSPD1.rvt | VSPD1 - EQUIPMENT SCHEDULE | TRUE | Logistics¦NA | CAT_Navy | TRUE | 183e77a6-b75d-41a5-8f81-f6abfee236ec | dpzIX3lZzuUWYGTU5vP8JZfViQtEHEBTBF7tCU1SNJA= | C:\Temp\vw\test data\ppmd_templates_VSPD1.rvt | C¦C¦A¦C¦C¦A¦C¦C¦C¦C¦A¦C¦C¦C¦A¦C¦C
ppmd_templates_VSPD1.rvt | VSPD1 - EQUIPMENT SCHEDULE | TRUE | Logistics¦AF | CAT_AF | TRUE | 053816d3-2f83-4e72-9b30-0a25ff75573f | dpzIX3lZzuUWYGTU5vP8JZfViQtEHEBTBF7tCU1SNJA= | C:\Temp\vw\test data\ppmd_templates_VSPD1.rvt | C¦C¦A¦C¦C¦A¦C¦C¦C¦C¦A¦C¦C¦C¦A¦C¦C
ppmd_templates_VSPD1.rvt | VSPD1 - EQUIPMENT SCHEDULE | TRUE | Logistics¦VA | CAT_VA | TRUE | abab06e0-bc20-4958-a9a7-acf73c376614 | dpzIX3lZzuUWYGTU5vP8JZfViQtEHEBTBF7tCU1SNJA= | C:\Temp\vw\test data\ppmd_templates_VSPD1.rvt | C¦C¦A¦C¦C¦A¦C¦C¦C¦C¦A¦C¦C¦C¦A¦C¦C
ppmd_templates_VSPD1.rvt | VSPD1 - EQUIPMENT SCHEDULE | TRUE | Utilities¦1 | UTIL_1_WaterDrain | TRUE | 594b780e-c62e-473b-9f66-4d3db2fa1b7f | dpzIX3lZzuUWYGTU5vP8JZfViQtEHEBTBF7tCU1SNJA= | C:\Temp\vw\test data\ppmd_templates_VSPD1.rvt | -¦-¦-¦-¦-¦-¦-¦-¦-¦-¦-¦-¦-¦-¦D¦-¦-
ppmd_templates_VSPD1.rvt | VSPD1 - EQUIPMENT SCHEDULE | TRUE | Utilities¦2 | UTIL_2_Elec | TRUE | 28082216-138e-4a2f-9824-e96dbd7e3cd0 | dpzIX3lZzuUWYGTU5vP8JZfViQtEHEBTBF7tCU1SNJA= | C:\Temp\vw\test data\ppmd_templates_VSPD1.rvt | -¦-¦-¦-¦-¦-¦-¦-¦-¦-¦F¦-¦-¦-¦-¦-¦A
ppmd_templates_VSPD1.rvt | VSPD1 - EQUIPMENT SCHEDULE | TRUE | Utilities¦3 | UTIL_3_MedGas | TRUE | 22af1ef2-54f0-4b6e-b40a-7064dfb8769c | dpzIX3lZzuUWYGTU5vP8JZfViQtEHEBTBF7tCU1SNJA= | C:\Temp\vw\test data\ppmd_templates_VSPD1.rvt | -¦-¦-¦-¦-¦-¦-¦-¦-¦-¦-¦-¦-¦-¦-¦-¦-
ppmd_templates_VSPD1.rvt | VSPD1 - EQUIPMENT SCHEDULE | TRUE | Utilities¦4 | UTIL_4_MiscGas | TRUE | 745b8c3e-fd4a-4430-994a-d25826e1e484 | dpzIX3lZzuUWYGTU5vP8JZfViQtEHEBTBF7tCU1SNJA= | C:\Temp\vw\test data\ppmd_templates_VSPD1.rvt | -¦-¦-¦-¦-¦-¦-¦-¦-¦-¦-¦-¦-¦-¦-¦-¦-
ppmd_templates_VSPD1.rvt | VSPD1 - EQUIPMENT SCHEDULE | TRUE | Utilities¦5 | UTIL_5_NonMedGas | TRUE | 323edf97-d058-44ef-a0fb-1836c80554d8 | dpzIX3lZzuUWYGTU5vP8JZfViQtEHEBTBF7tCU1SNJA= | C:\Temp\vw\test data\ppmd_templates_VSPD1.rvt | -¦-¦-¦-¦-¦-¦-¦-¦-¦-¦-¦-¦-¦-¦-¦-¦-
ppmd_templates_VSPD1.rvt | VSPD1 - EQUIPMENT SCHEDULE | TRUE | Utilities¦6 | UTIL_6_Misc | TRUE | 38083e2d-8ba3-4868-9752-742b7a4a9586 | dpzIX3lZzuUWYGTU5vP8JZfViQtEHEBTBF7tCU1SNJA= | C:\Temp\vw\test data\ppmd_templates_VSPD1.rvt | -¦-¦-¦-¦-¦-¦-¦-¦-¦-¦-¦-¦-¦-¦-¦-¦-
ppmd_templates_VSPD1.rvt | VSPD1 - INTERIOR DESIGN | FALSE | Floor Finish¦Preferred | Floor Finish | FALSE |  | dpzIX3lZzuUWYGTU5vP8JZfViQtEHEBTBF7tCU1SNJA= | C:\Temp\vw\test data\ppmd_templates_VSPD1.rvt
ppmd_templates_VSPD1.rvt | VSPD1 - INTERIOR DESIGN | FALSE | Floor Finish¦Alternate | Floor Finish2 | TRUE | 4030719d-a272-441a-8bfa-d5eb510a1687 | dpzIX3lZzuUWYGTU5vP8JZfViQtEHEBTBF7tCU1SNJA= | C:\Temp\vw\test data\ppmd_templates_VSPD1.rvt
ppmd_templates_VSPD1.rvt | VSPD1 - INTERIOR DESIGN | FALSE | Wall Finish¦Preferred | Wall Finish | FALSE |  | dpzIX3lZzuUWYGTU5vP8JZfViQtEHEBTBF7tCU1SNJA= | C:\Temp\vw\test data\ppmd_templates_VSPD1.rvt
ppmd_templates_VSPD1.rvt | VSPD1 - INTERIOR DESIGN | FALSE | Wall Finish¦Alternate | Wall Finish2 | TRUE | 5a49d499-57b3-4e1f-afc0-4c041c862be1 | dpzIX3lZzuUWYGTU5vP8JZfViQtEHEBTBF7tCU1SNJA= | C:\Temp\vw\test data\ppmd_templates_VSPD1.rvt
ppmd_templates_VSPD1.rvt | VSPD1 - INTERIOR DESIGN | FALSE | Ceiling Finish¦Preferred | Ceiling Finish | FALSE |  | dpzIX3lZzuUWYGTU5vP8JZfViQtEHEBTBF7tCU1SNJA= | C:\Temp\vw\test data\ppmd_templates_VSPD1.rvt
ppmd_templates_VSPD1.rvt | VSPD1 - INTERIOR DESIGN | FALSE | Ceiling Finish¦Alternate | Ceiling Finish2 | TRUE | acb31fd1-378b-4329-97b0-400ae39b5bc4 | dpzIX3lZzuUWYGTU5vP8JZfViQtEHEBTBF7tCU1SNJA= | C:\Temp\vw\test data\ppmd_templates_VSPD1.rvt
ppmd_templates_VSPD1.rvt | VSPD1 - INTERIOR DESIGN | FALSE | Room Height¦ft - in | Ceiling_Hgt_IP | TRUE | 9f14ca4f-2465-4385-a17c-7aa549f64c09 | dpzIX3lZzuUWYGTU5vP8JZfViQtEHEBTBF7tCU1SNJA= | C:\Temp\vw\test data\ppmd_templates_VSPD1.rvt
ppmd_templates_VSPD1.rvt | VSPD1 - INTERIOR DESIGN | FALSE | Room Noise¦Min NC | Noise_NC_MIN | TRUE | 8c49df6c-7d6b-49fd-9459-f57d0921d704 | dpzIX3lZzuUWYGTU5vP8JZfViQtEHEBTBF7tCU1SNJA= | C:\Temp\vw\test data\ppmd_templates_VSPD1.rvt
ppmd_templates_VSPD1.rvt | VSPD1 - INTERIOR DESIGN | FALSE | Room Noise¦Max NC | Noise_NC_MAX | TRUE | 629b571a-1c14-443c-b8e8-1130b5edb513 | dpzIX3lZzuUWYGTU5vP8JZfViQtEHEBTBF7tCU1SNJA= | C:\Temp\vw\test data\ppmd_templates_VSPD1.rvt
ppmd_templates_VSPD1.rvt | VSPD1 - INTERIOR DESIGN | FALSE | Room Noise¦SC | Noise_SC | TRUE | 44bf9cd1-070a-432c-87d9-26a3211cfe07 | dpzIX3lZzuUWYGTU5vP8JZfViQtEHEBTBF7tCU1SNJA= | C:\Temp\vw\test data\ppmd_templates_VSPD1.rvt
ppmd_templates_VSPD1.rvt | VSPD1 - MECHANICAL DESIGN | FALSE | Air Balance | Air_Balance | TRUE | 587b3cf9-4450-4d95-b8ef-0e93665dbd91 | dpzIX3lZzuUWYGTU5vP8JZfViQtEHEBTBF7tCU1SNJA= | C:\Temp\vw\test data\ppmd_templates_VSPD1.rvt
ppmd_templates_VSPD1.rvt | VSPD1 - MECHANICAL DESIGN | FALSE | Air Changes Total | Air_Changes_Total | TRUE | 3988d7f3-0f28-4410-866c-5bc65e1d842a | dpzIX3lZzuUWYGTU5vP8JZfViQtEHEBTBF7tCU1SNJA= | C:\Temp\vw\test data\ppmd_templates_VSPD1.rvt
ppmd_templates_VSPD1.rvt | VSPD1 - MECHANICAL DESIGN | FALSE | Air Changes OA | Air_Changes_OA | TRUE | b7af949f-3b64-4f85-9391-d9f17dcaad1e | dpzIX3lZzuUWYGTU5vP8JZfViQtEHEBTBF7tCU1SNJA= | C:\Temp\vw\test data\ppmd_templates_VSPD1.rvt
ppmd_templates_VSPD1.rvt | VSPD1 - MECHANICAL DESIGN | FALSE | 100% Exhaust Air | Exhaust_Air_100% | TRUE | 62b97784-583b-47d5-90a3-a90bbb961b6e | dpzIX3lZzuUWYGTU5vP8JZfViQtEHEBTBF7tCU1SNJA= | C:\Temp\vw\test data\ppmd_templates_VSPD1.rvt
ppmd_templates_VSPD1.rvt | VSPD1 - MECHANICAL DESIGN | FALSE | Summer Temp¦F | Temp_Summer_F | TRUE | 1cbf6964-bd0f-4852-b367-ef4828e2e2cc | dpzIX3lZzuUWYGTU5vP8JZfViQtEHEBTBF7tCU1SNJA= | C:\Temp\vw\test data\ppmd_templates_VSPD1.rvt
ppmd_templates_VSPD1.rvt | VSPD1 - MECHANICAL DESIGN | FALSE | Summer Temp¦C | Temp_Summer_C | FALSE |  | dpzIX3lZzuUWYGTU5vP8JZfViQtEHEBTBF7tCU1SNJA= | C:\Temp\vw\test data\ppmd_templates_VSPD1.rvt
ppmd_templates_VSPD1.rvt | VSPD1 - MECHANICAL DESIGN | FALSE | Summer Temp¦Note | Temp_Summer_Note | TRUE | 6248fa3c-bb43-4e1c-91bb-60e102e573b7 | dpzIX3lZzuUWYGTU5vP8JZfViQtEHEBTBF7tCU1SNJA= | C:\Temp\vw\test data\ppmd_templates_VSPD1.rvt
ppmd_templates_VSPD1.rvt | VSPD1 - MECHANICAL DESIGN | FALSE | Winter Temp¦F | Temp_Winter_F | TRUE | b4f9888f-41ad-47ef-a6af-145b3de732c9 | dpzIX3lZzuUWYGTU5vP8JZfViQtEHEBTBF7tCU1SNJA= | C:\Temp\vw\test data\ppmd_templates_VSPD1.rvt
ppmd_templates_VSPD1.rvt | VSPD1 - MECHANICAL DESIGN | FALSE | Winter Temp¦C | Temp_Winter_C | FALSE |  | dpzIX3lZzuUWYGTU5vP8JZfViQtEHEBTBF7tCU1SNJA= | C:\Temp\vw\test data\ppmd_templates_VSPD1.rvt
ppmd_templates_VSPD1.rvt | VSPD1 - MECHANICAL DESIGN | FALSE | Winter Temp¦Note | Temp_Winter_Note | TRUE | aacd83fc-f530-464e-b089-01667d3c52cd | dpzIX3lZzuUWYGTU5vP8JZfViQtEHEBTBF7tCU1SNJA= | C:\Temp\vw\test data\ppmd_templates_VSPD1.rvt
ppmd_templates_VSPD1.rvt | VSPD1 - MECHANICAL DESIGN | FALSE | Max Relative Humidity | Relative_Humidity | TRUE | 36ead6c1-4384-4a65-8654-06a60aef94cb | dpzIX3lZzuUWYGTU5vP8JZfViQtEHEBTBF7tCU1SNJA= | C:\Temp\vw\test data\ppmd_templates_VSPD1.rvt
ppmd_templates_VSPD1.rvt | VSPD1 - MECHANICAL DESIGN | FALSE | Filtration¦Interm % | Filtration_Inter_% | TRUE | 4f03ad65-f905-419e-a0cf-8f58fe921fbc | dpzIX3lZzuUWYGTU5vP8JZfViQtEHEBTBF7tCU1SNJA= | C:\Temp\vw\test data\ppmd_templates_VSPD1.rvt
ppmd_templates_VSPD1.rvt | VSPD1 - MECHANICAL DESIGN | FALSE | Filtration¦Final % | Filtration_Final_% | TRUE | cc736e5f-46f5-476a-8d0a-ceb32d8d4e5a | dpzIX3lZzuUWYGTU5vP8JZfViQtEHEBTBF7tCU1SNJA= | C:\Temp\vw\test data\ppmd_templates_VSPD1.rvt
ppmd_templates_VSPD1.rvt | VSPD1 - MECHANICAL DESIGN | FALSE | Notes | Mech_Notes | TRUE | a32df790-0ab9-4c4a-b19c-511c2eef6d56 | dpzIX3lZzuUWYGTU5vP8JZfViQtEHEBTBF7tCU1SNJA= | C:\Temp\vw\test data\ppmd_templates_VSPD1.rvt
ppmd_templates_VSPD1.rvt | VSPD1 - MEDICAL GAS DESIGN | FALSE | MCA | MedGas_MCA | TRUE | 3b23ea7f-b9f1-4749-8a2b-eb6a4fab4cdc | dpzIX3lZzuUWYGTU5vP8JZfViQtEHEBTBF7tCU1SNJA= | C:\Temp\vw\test data\ppmd_templates_VSPD1.rvt
ppmd_templates_VSPD1.rvt | VSPD1 - MEDICAL GAS DESIGN | FALSE | DCA | MedGas_DCA | TRUE | 20dc9c73-7465-4e8a-8300-4a8b5a46a91c | dpzIX3lZzuUWYGTU5vP8JZfViQtEHEBTBF7tCU1SNJA= | C:\Temp\vw\test data\ppmd_templates_VSPD1.rvt
ppmd_templates_VSPD1.rvt | VSPD1 - MEDICAL GAS DESIGN | FALSE | LA | MedGas_LA | TRUE | 99801083-d820-4c5f-ad07-ab168e1bbda0 | dpzIX3lZzuUWYGTU5vP8JZfViQtEHEBTBF7tCU1SNJA= | C:\Temp\vw\test data\ppmd_templates_VSPD1.rvt
ppmd_templates_VSPD1.rvt | VSPD1 - MEDICAL GAS DESIGN | FALSE | PA | MedGas_PA | TRUE | 55793ba6-1647-428e-86f6-5ce4153c7f2e | dpzIX3lZzuUWYGTU5vP8JZfViQtEHEBTBF7tCU1SNJA= | C:\Temp\vw\test data\ppmd_templates_VSPD1.rvt
ppmd_templates_VSPD1.rvt | VSPD1 - MEDICAL GAS DESIGN | FALSE | MV | MedGas_MV | TRUE | 0a0bec6d-9172-4a2c-9fb3-7616a08f677a | dpzIX3lZzuUWYGTU5vP8JZfViQtEHEBTBF7tCU1SNJA= | C:\Temp\vw\test data\ppmd_templates_VSPD1.rvt
ppmd_templates_VSPD1.rvt | VSPD1 - MEDICAL GAS DESIGN | FALSE | DHV | MedGas_DHV | TRUE | 79779898-9917-494b-a027-0013b44e14f1 | dpzIX3lZzuUWYGTU5vP8JZfViQtEHEBTBF7tCU1SNJA= | C:\Temp\vw\test data\ppmd_templates_VSPD1.rvt
ppmd_templates_VSPD1.rvt | VSPD1 - MEDICAL GAS DESIGN | FALSE | DLV | MedGas_DLV | TRUE | bcdcef93-2e56-440a-a8f7-e9973eadba59 | dpzIX3lZzuUWYGTU5vP8JZfViQtEHEBTBF7tCU1SNJA= | C:\Temp\vw\test data\ppmd_templates_VSPD1.rvt
ppmd_templates_VSPD1.rvt | VSPD1 - MEDICAL GAS DESIGN | FALSE | LDE | MedGas_LDE | TRUE | cc6496eb-fa04-4455-81d4-1dfb1e6aaa52 | dpzIX3lZzuUWYGTU5vP8JZfViQtEHEBTBF7tCU1SNJA= | C:\Temp\vw\test data\ppmd_templates_VSPD1.rvt
ppmd_templates_VSPD1.rvt | VSPD1 - MEDICAL GAS DESIGN | FALSE | OX | MedGas_OX | TRUE | 59f6c2e0-639e-4476-adf0-a5c19b1199db | dpzIX3lZzuUWYGTU5vP8JZfViQtEHEBTBF7tCU1SNJA= | C:\Temp\vw\test data\ppmd_templates_VSPD1.rvt
ppmd_templates_VSPD1.rvt | VSPD1 - MEDICAL GAS DESIGN | FALSE | NO | MedGas_NO | TRUE | 1f31b342-99ad-494b-90ce-f27b8fc04b75 | dpzIX3lZzuUWYGTU5vP8JZfViQtEHEBTBF7tCU1SNJA= | C:\Temp\vw\test data\ppmd_templates_VSPD1.rvt
ppmd_templates_VSPD1.rvt | VSPD1 - MEDICAL GAS DESIGN | FALSE | NI | MedGas_NI | TRUE | ea24567d-1f4e-45f9-907f-a79ef8b323b1 | dpzIX3lZzuUWYGTU5vP8JZfViQtEHEBTBF7tCU1SNJA= | C:\Temp\vw\test data\ppmd_templates_VSPD1.rvt
ppmd_templates_VSPD1.rvt | VSPD1 - MEDICAL GAS DESIGN | FALSE | WAGD | MedGas_WAGD | TRUE | 1aa3572e-5073-44b4-acb3-ff8739230b69 | dpzIX3lZzuUWYGTU5vP8JZfViQtEHEBTBF7tCU1SNJA= | C:\Temp\vw\test data\ppmd_templates_VSPD1.rvt
ppmd_templates_VSPD1.rvt | VSPD1 - MEDICAL GAS DESIGN | FALSE | Notes1 | MedGas_Notes | TRUE | 69d1283f-21ef-46f3-9ebb-e36d00ef4da3 | dpzIX3lZzuUWYGTU5vP8JZfViQtEHEBTBF7tCU1SNJA= | C:\Temp\vw\test data\ppmd_templates_VSPD1.rvt
ppmd_templates_VSPD1.rvt | VSPD1 - MEDICAL GAS DESIGN | FALSE | Notes2 | MedGas_Notes2 | TRUE | 867f4341-094b-4cc7-b128-8c28392e09cd | dpzIX3lZzuUWYGTU5vP8JZfViQtEHEBTBF7tCU1SNJA= | C:\Temp\vw\test data\ppmd_templates_VSPD1.rvt
ppmd_templates_VSPD1.rvt | VSPD1 - STRUCTURAL DESIGN | FALSE | Structural Load¦psf | Str_FloorLoad_psf | TRUE | 654b90c9-d71e-4bcd-9f27-a1532becca95 | dpzIX3lZzuUWYGTU5vP8JZfViQtEHEBTBF7tCU1SNJA= | C:\Temp\vw\test data\ppmd_templates_VSPD1.rvt
ppmd_templates_VSPD1.rvt | VSPD1 - STRUCTURAL DESIGN | FALSE | Structural Load¦kPA | Str_FloorLoad_kPA | FALSE |  | dpzIX3lZzuUWYGTU5vP8JZfViQtEHEBTBF7tCU1SNJA= | C:\Temp\vw\test data\ppmd_templates_VSPD1.rvt
ppmd_templates_VSPD1.rvt | VSPD1 - STRUCTURAL DESIGN | FALSE | Notes | Str_Notes | TRUE | 509b36e6-cf53-4158-b357-61e3cedd6faa | dpzIX3lZzuUWYGTU5vP8JZfViQtEHEBTBF7tCU1SNJA= | C:\Temp\vw\test data\ppmd_templates_VSPD1.rvt
ppmd_templates_VXER1.rvt | VXER1 - DOOR SCHEDULE | FALSE | Mark | Construction Type | FALSE |  | NIH0WWM3xdjhmaIR0lodTn8Npt6s7RmDaPXtbzBHMZk= | C:\Temp\vw\test data\ppmd_templates_VXER1.rvt | B
ppmd_templates_VXER1.rvt | VXER1 - DOOR SCHEDULE | FALSE | Type | Family | FALSE |  | NIH0WWM3xdjhmaIR0lodTn8Npt6s7RmDaPXtbzBHMZk= | C:\Temp\vw\test data\ppmd_templates_VXER1.rvt | Single-Flush
ppmd_templates_VXER1.rvt | VXER1 - DOOR SCHEDULE | FALSE | Count | Count | FALSE |  | NIH0WWM3xdjhmaIR0lodTn8Npt6s7RmDaPXtbzBHMZk= | C:\Temp\vw\test data\ppmd_templates_VXER1.rvt | 1
ppmd_templates_VXER1.rvt | VXER1 - DOOR SCHEDULE | FALSE | Height¦ft - in | Height | FALSE |  | NIH0WWM3xdjhmaIR0lodTn8Npt6s7RmDaPXtbzBHMZk= | C:\Temp\vw\test data\ppmd_templates_VXER1.rvt | 7' - 0"
ppmd_templates_VXER1.rvt | VXER1 - DOOR SCHEDULE | FALSE | Width¦ft - in | Width | FALSE |  | NIH0WWM3xdjhmaIR0lodTn8Npt6s7RmDaPXtbzBHMZk= | C:\Temp\vw\test data\ppmd_templates_VXER1.rvt | 3' - 6"
ppmd_templates_VXER1.rvt | VXER1 - DOOR SCHEDULE | FALSE | Notes | Type Comments | FALSE |  | NIH0WWM3xdjhmaIR0lodTn8Npt6s7RmDaPXtbzBHMZk= | C:\Temp\vw\test data\ppmd_templates_VXER1.rvt
ppmd_templates_VXER1.rvt | VXER1 - ELECTRICAL DESIGN | FALSE | Lighting¦LUX1 | Light_Level_LUX | TRUE | fc853981-f613-4f05-81bd-e48fb947424b | NIH0WWM3xdjhmaIR0lodTn8Npt6s7RmDaPXtbzBHMZk= | C:\Temp\vw\test data\ppmd_templates_VXER1.rvt | 500
ppmd_templates_VXER1.rvt | VXER1 - ELECTRICAL DESIGN | FALSE | Lighting¦Footcandles1 | Light_Level_FC | FALSE |  | NIH0WWM3xdjhmaIR0lodTn8Npt6s7RmDaPXtbzBHMZk= | C:\Temp\vw\test data\ppmd_templates_VXER1.rvt | 46
ppmd_templates_VXER1.rvt | VXER1 - ELECTRICAL DESIGN | FALSE | Lighting¦LUX2 | Light_Level_LUX2 | TRUE | 172f1cff-58cc-41cd-b888-0e7a81d2bf40 | NIH0WWM3xdjhmaIR0lodTn8Npt6s7RmDaPXtbzBHMZk= | C:\Temp\vw\test data\ppmd_templates_VXER1.rvt | 1100
ppmd_templates_VXER1.rvt | VXER1 - ELECTRICAL DESIGN | FALSE | Lighting¦Footcandles2 | Light_Level_FC2 | FALSE |  | NIH0WWM3xdjhmaIR0lodTn8Npt6s7RmDaPXtbzBHMZk= | C:\Temp\vw\test data\ppmd_templates_VXER1.rvt | 102
ppmd_templates_VXER1.rvt | VXER1 - ELECTRICAL DESIGN | FALSE | Lighting¦Notes | Light_Notes | TRUE | a36245ac-ea57-45c2-bac5-bed4d04a4f78 | NIH0WWM3xdjhmaIR0lodTn8Npt6s7RmDaPXtbzBHMZk= | C:\Temp\vw\test data\ppmd_templates_VXER1.rvt | D
ppmd_templates_VXER1.rvt | VXER1 - ELECTRICAL DESIGN | FALSE | Lighting¦Notes2 | Light_Notes2 | TRUE | 6d0b4891-ce4c-45f8-9560-387866098a10 | NIH0WWM3xdjhmaIR0lodTn8Npt6s7RmDaPXtbzBHMZk= | C:\Temp\vw\test data\ppmd_templates_VXER1.rvt
ppmd_templates_VXER1.rvt | VXER1 - ELECTRICAL DESIGN | FALSE | Essential Power¦% Power | ES_Power% | TRUE | 7cbfe71a-865f-4cf4-b400-c67e3939439b | NIH0WWM3xdjhmaIR0lodTn8Npt6s7RmDaPXtbzBHMZk= | C:\Temp\vw\test data\ppmd_templates_VXER1.rvt | R
ppmd_templates_VXER1.rvt | VXER1 - ELECTRICAL DESIGN | FALSE | Essential Power¦% Light | ES_Light% | TRUE | af00a8bb-40cb-434a-a7e5-b4140f3c844f | NIH0WWM3xdjhmaIR0lodTn8Npt6s7RmDaPXtbzBHMZk= | C:\Temp\vw\test data\ppmd_templates_VXER1.rvt | LB
ppmd_templates_VXER1.rvt | VXER1 - ELECTRICAL DESIGN | FALSE | Essential Power¦Notes | ES_Notes | TRUE | 0c3ae867-1060-40b5-bb68-261d16a167a0 | NIH0WWM3xdjhmaIR0lodTn8Npt6s7RmDaPXtbzBHMZk= | C:\Temp\vw\test data\ppmd_templates_VXER1.rvt | -
ppmd_templates_VXER1.rvt | VXER1 - EQUIPMENT SCHEDULE | TRUE | JSN | JSN | TRUE | 8632cd76-2ab9-457d-8db7-39197de446a2 | NIH0WWM3xdjhmaIR0lodTn8Npt6s7RmDaPXtbzBHMZk= | C:\Temp\vw\test data\ppmd_templates_VXER1.rvt | A5075¦A5077¦A5080¦A5106¦A5107¦E0042¦F0275¦F0465¦F2000¦F3200¦M0755¦P3100¦TB027¦X3150¦X4110
ppmd_templates_VXER1.rvt | VXER1 - EQUIPMENT SCHEDULE | TRUE | Nomenclature | Nomenclature | TRUE | f004b755-1952-4a21-a1c1-98f41ef6a86c | NIH0WWM3xdjhmaIR0lodTn8Npt6s7RmDaPXtbzBHMZk= | C:\Temp\vw\test data\ppmd_templates_VXER1.rvt | Dispenser, Soap, Disposable¦Dispenser, Hand Sanitzer, Hands free¦Dispenser, Paper Towel, SS, Surface Mounted¦Waste Disposal Unit, Sharps w/Glove Dispenser¦Dispenser, Glove, Surgical/Examination, Wall Mntd¦Workcenter, Computer, Free Standing, 48" W¦Chair, Swivel, High Back¦Cabinet, Storage, 2 Door, 5 Shelf¦Basket, Wastepaper, Round, Metal¦Clock, Battery, 12" Diameter¦Flowmeter, Oxygen, Low Flow¦Lavatory, Vitreous China, Slab Type¦Digital Veterinary Integrated System¦Rack, Apron/Gloves, Wall Mounted¦Console, PACS, Remote View, 512 X 512, 1 Monitor
ppmd_templates_VXER1.rvt | VXER1 - EQUIPMENT SCHEDULE | TRUE | Qty | Count | FALSE |  | NIH0WWM3xdjhmaIR0lodTn8Npt6s7RmDaPXtbzBHMZk= | C:\Temp\vw\test data\ppmd_templates_VXER1.rvt | 1¦1¦1¦1¦1¦1¦1¦1¦1¦1¦1¦1¦1¦1¦1
ppmd_templates_VXER1.rvt | VXER1 - EQUIPMENT SCHEDULE | TRUE | LF | Comments | FALSE |  | NIH0WWM3xdjhmaIR0lodTn8Npt6s7RmDaPXtbzBHMZk= | C:\Temp\vw\test data\ppmd_templates_VXER1.rvt
ppmd_templates_VXER1.rvt | VXER1 - EQUIPMENT SCHEDULE | TRUE | Logistics¦AR | CAT_Army | TRUE | fa0e0053-bcc4-42e8-881f-6a4690f994c9 | NIH0WWM3xdjhmaIR0lodTn8Npt6s7RmDaPXtbzBHMZk= | C:\Temp\vw\test data\ppmd_templates_VXER1.rvt | C¦C¦A¦C¦C¦C¦C¦C¦C¦C¦C¦A¦C¦A¦F
ppmd_templates_VXER1.rvt | VXER1 - EQUIPMENT SCHEDULE | TRUE | Logistics¦NA | CAT_Navy | TRUE | 183e77a6-b75d-41a5-8f81-f6abfee236ec | NIH0WWM3xdjhmaIR0lodTn8Npt6s7RmDaPXtbzBHMZk= | C:\Temp\vw\test data\ppmd_templates_VXER1.rvt | C¦C¦A¦A¦C¦C¦C¦C¦C¦C¦C¦A¦C¦A¦F
ppmd_templates_VXER1.rvt | VXER1 - EQUIPMENT SCHEDULE | TRUE | Logistics¦AF | CAT_AF | TRUE | 053816d3-2f83-4e72-9b30-0a25ff75573f | NIH0WWM3xdjhmaIR0lodTn8Npt6s7RmDaPXtbzBHMZk= | C:\Temp\vw\test data\ppmd_templates_VXER1.rvt | C¦C¦A¦C¦C¦C¦C¦C¦C¦C¦C¦A¦C¦A¦F
ppmd_templates_VXER1.rvt | VXER1 - EQUIPMENT SCHEDULE | TRUE | Logistics¦VA | CAT_VA | TRUE | abab06e0-bc20-4958-a9a7-acf73c376614 | NIH0WWM3xdjhmaIR0lodTn8Npt6s7RmDaPXtbzBHMZk= | C:\Temp\vw\test data\ppmd_templates_VXER1.rvt | C¦C¦A¦C¦C¦C¦C¦C¦C¦C¦C¦A¦C¦A¦F
ppmd_templates_VXER1.rvt | VXER1 - EQUIPMENT SCHEDULE | TRUE | Utilities¦1 | UTIL_1_WaterDrain | TRUE | 594b780e-c62e-473b-9f66-4d3db2fa1b7f | NIH0WWM3xdjhmaIR0lodTn8Npt6s7RmDaPXtbzBHMZk= | C:\Temp\vw\test data\ppmd_templates_VXER1.rvt | -¦-¦-¦-¦-¦-¦-¦-¦-¦-¦-¦D¦-¦-¦-
ppmd_templates_VXER1.rvt | VXER1 - EQUIPMENT SCHEDULE | TRUE | Utilities¦2 | UTIL_2_Elec | TRUE | 28082216-138e-4a2f-9824-e96dbd7e3cd0 | NIH0WWM3xdjhmaIR0lodTn8Npt6s7RmDaPXtbzBHMZk= | C:\Temp\vw\test data\ppmd_templates_VXER1.rvt | -¦-¦-¦-¦-¦-¦-¦-¦-¦-¦-¦-¦-¦-¦B
ppmd_templates_VXER1.rvt | VXER1 - EQUIPMENT SCHEDULE | TRUE | Utilities¦3 | UTIL_3_MedGas | TRUE | 22af1ef2-54f0-4b6e-b40a-7064dfb8769c | NIH0WWM3xdjhmaIR0lodTn8Npt6s7RmDaPXtbzBHMZk= | C:\Temp\vw\test data\ppmd_templates_VXER1.rvt | -¦-¦-¦-¦-¦-¦-¦-¦-¦-¦A¦-¦-¦-¦-
ppmd_templates_VXER1.rvt | VXER1 - EQUIPMENT SCHEDULE | TRUE | Utilities¦4 | UTIL_4_MiscGas | TRUE | 745b8c3e-fd4a-4430-994a-d25826e1e484 | NIH0WWM3xdjhmaIR0lodTn8Npt6s7RmDaPXtbzBHMZk= | C:\Temp\vw\test data\ppmd_templates_VXER1.rvt | -¦-¦-¦-¦-¦-¦-¦-¦-¦-¦-¦-¦-¦-¦-
ppmd_templates_VXER1.rvt | VXER1 - EQUIPMENT SCHEDULE | TRUE | Utilities¦5 | UTIL_5_NonMedGas | TRUE | 323edf97-d058-44ef-a0fb-1836c80554d8 | NIH0WWM3xdjhmaIR0lodTn8Npt6s7RmDaPXtbzBHMZk= | C:\Temp\vw\test data\ppmd_templates_VXER1.rvt | -¦-¦-¦-¦-¦-¦-¦-¦-¦-¦-¦-¦-¦-¦-
ppmd_templates_VXER1.rvt | VXER1 - EQUIPMENT SCHEDULE | TRUE | Utilities¦6 | UTIL_6_Misc | TRUE | 38083e2d-8ba3-4868-9752-742b7a4a9586 | NIH0WWM3xdjhmaIR0lodTn8Npt6s7RmDaPXtbzBHMZk= | C:\Temp\vw\test data\ppmd_templates_VXER1.rvt | -¦-¦-¦-¦-¦-¦-¦-¦-¦-¦-¦-¦-¦-¦-
ppmd_templates_VXER1.rvt | VXER1 - INTERIOR DESIGN | FALSE | Floor Finish¦Preferred | Floor Finish | FALSE |  | NIH0WWM3xdjhmaIR0lodTn8Npt6s7RmDaPXtbzBHMZk= | C:\Temp\vw\test data\ppmd_templates_VXER1.rvt | AR
ppmd_templates_VXER1.rvt | VXER1 - INTERIOR DESIGN | FALSE | Floor Finish¦Alternate | Floor Finish2 | TRUE | 4030719d-a272-441a-8bfa-d5eb510a1687 | NIH0WWM3xdjhmaIR0lodTn8Npt6s7RmDaPXtbzBHMZk= | C:\Temp\vw\test data\ppmd_templates_VXER1.rvt | -
ppmd_templates_VXER1.rvt | VXER1 - INTERIOR DESIGN | FALSE | Wall Finish¦Preferred | Wall Finish | FALSE |  | NIH0WWM3xdjhmaIR0lodTn8Npt6s7RmDaPXtbzBHMZk= | C:\Temp\vw\test data\ppmd_templates_VXER1.rvt | BEP
ppmd_templates_VXER1.rvt | VXER1 - INTERIOR DESIGN | FALSE | Wall Finish¦Alternate | Wall Finish2 | TRUE | 5a49d499-57b3-4e1f-afc0-4c041c862be1 | NIH0WWM3xdjhmaIR0lodTn8Npt6s7RmDaPXtbzBHMZk= | C:\Temp\vw\test data\ppmd_templates_VXER1.rvt | -
ppmd_templates_VXER1.rvt | VXER1 - INTERIOR DESIGN | FALSE | Ceiling Finish¦Preferred | Ceiling Finish | FALSE |  | NIH0WWM3xdjhmaIR0lodTn8Npt6s7RmDaPXtbzBHMZk= | C:\Temp\vw\test data\ppmd_templates_VXER1.rvt | GEP
ppmd_templates_VXER1.rvt | VXER1 - INTERIOR DESIGN | FALSE | Ceiling Finish¦Alternate | Ceiling Finish2 | TRUE | acb31fd1-378b-4329-97b0-400ae39b5bc4 | NIH0WWM3xdjhmaIR0lodTn8Npt6s7RmDaPXtbzBHMZk= | C:\Temp\vw\test data\ppmd_templates_VXER1.rvt | -
ppmd_templates_VXER1.rvt | VXER1 - INTERIOR DESIGN | FALSE | Room Height¦ft - in | Ceiling_Hgt_IP | TRUE | 9f14ca4f-2465-4385-a17c-7aa549f64c09 | NIH0WWM3xdjhmaIR0lodTn8Npt6s7RmDaPXtbzBHMZk= | C:\Temp\vw\test data\ppmd_templates_VXER1.rvt | 9' - 0"
ppmd_templates_VXER1.rvt | VXER1 - INTERIOR DESIGN | FALSE | Room Noise¦Min NC | Noise_NC_MIN | TRUE | 8c49df6c-7d6b-49fd-9459-f57d0921d704 | NIH0WWM3xdjhmaIR0lodTn8Npt6s7RmDaPXtbzBHMZk= | C:\Temp\vw\test data\ppmd_templates_VXER1.rvt | 30
ppmd_templates_VXER1.rvt | VXER1 - INTERIOR DESIGN | FALSE | Room Noise¦Max NC | Noise_NC_MAX | TRUE | 629b571a-1c14-443c-b8e8-1130b5edb513 | NIH0WWM3xdjhmaIR0lodTn8Npt6s7RmDaPXtbzBHMZk= | C:\Temp\vw\test data\ppmd_templates_VXER1.rvt | 40
ppmd_templates_VXER1.rvt | VXER1 - INTERIOR DESIGN | FALSE | Room Noise¦SC | Noise_SC | TRUE | 44bf9cd1-070a-432c-87d9-26a3211cfe07 | NIH0WWM3xdjhmaIR0lodTn8Npt6s7RmDaPXtbzBHMZk= | C:\Temp\vw\test data\ppmd_templates_VXER1.rvt | 50
ppmd_templates_VXER1.rvt | VXER1 - MECHANICAL DESIGN | FALSE | Air Balance | Air_Balance | TRUE | 587b3cf9-4450-4d95-b8ef-0e93665dbd91 | NIH0WWM3xdjhmaIR0lodTn8Npt6s7RmDaPXtbzBHMZk= | C:\Temp\vw\test data\ppmd_templates_VXER1.rvt | 0
ppmd_templates_VXER1.rvt | VXER1 - MECHANICAL DESIGN | FALSE | Air Changes Total | Air_Changes_Total | TRUE | 3988d7f3-0f28-4410-866c-5bc65e1d842a | NIH0WWM3xdjhmaIR0lodTn8Npt6s7RmDaPXtbzBHMZk= | C:\Temp\vw\test data\ppmd_templates_VXER1.rvt | 4
ppmd_templates_VXER1.rvt | VXER1 - MECHANICAL DESIGN | FALSE | Air Changes OA | Air_Changes_OA | TRUE | b7af949f-3b64-4f85-9391-d9f17dcaad1e | NIH0WWM3xdjhmaIR0lodTn8Npt6s7RmDaPXtbzBHMZk= | C:\Temp\vw\test data\ppmd_templates_VXER1.rvt | 2
ppmd_templates_VXER1.rvt | VXER1 - MECHANICAL DESIGN | FALSE | 100% Exhaust Air | Exhaust_Air_100% | TRUE | 62b97784-583b-47d5-90a3-a90bbb961b6e | NIH0WWM3xdjhmaIR0lodTn8Npt6s7RmDaPXtbzBHMZk= | C:\Temp\vw\test data\ppmd_templates_VXER1.rvt | Y
ppmd_templates_VXER1.rvt | VXER1 - MECHANICAL DESIGN | FALSE | Summer Temp¦F | Temp_Summer_F | TRUE | 1cbf6964-bd0f-4852-b367-ef4828e2e2cc | NIH0WWM3xdjhmaIR0lodTn8Npt6s7RmDaPXtbzBHMZk= | C:\Temp\vw\test data\ppmd_templates_VXER1.rvt
ppmd_templates_VXER1.rvt | VXER1 - MECHANICAL DESIGN | FALSE | Summer Temp¦C | Temp_Summer_C | FALSE |  | NIH0WWM3xdjhmaIR0lodTn8Npt6s7RmDaPXtbzBHMZk= | C:\Temp\vw\test data\ppmd_templates_VXER1.rvt
ppmd_templates_VXER1.rvt | VXER1 - MECHANICAL DESIGN | FALSE | Summer Temp¦Note | Temp_Summer_Note | TRUE | 6248fa3c-bb43-4e1c-91bb-60e102e573b7 | NIH0WWM3xdjhmaIR0lodTn8Npt6s7RmDaPXtbzBHMZk= | C:\Temp\vw\test data\ppmd_templates_VXER1.rvt
ppmd_templates_VXER1.rvt | VXER1 - MECHANICAL DESIGN | FALSE | Winter Temp¦F | Temp_Winter_F | TRUE | b4f9888f-41ad-47ef-a6af-145b3de732c9 | NIH0WWM3xdjhmaIR0lodTn8Npt6s7RmDaPXtbzBHMZk= | C:\Temp\vw\test data\ppmd_templates_VXER1.rvt | 68
ppmd_templates_VXER1.rvt | VXER1 - MECHANICAL DESIGN | FALSE | Winter Temp¦C | Temp_Winter_C | FALSE |  | NIH0WWM3xdjhmaIR0lodTn8Npt6s7RmDaPXtbzBHMZk= | C:\Temp\vw\test data\ppmd_templates_VXER1.rvt | 20
ppmd_templates_VXER1.rvt | VXER1 - MECHANICAL DESIGN | FALSE | Winter Temp¦Note | Temp_Winter_Note | TRUE | aacd83fc-f530-464e-b089-01667d3c52cd | NIH0WWM3xdjhmaIR0lodTn8Npt6s7RmDaPXtbzBHMZk= | C:\Temp\vw\test data\ppmd_templates_VXER1.rvt
ppmd_templates_VXER1.rvt | VXER1 - MECHANICAL DESIGN | FALSE | Max Relative Humidity | Relative_Humidity | TRUE | 36ead6c1-4384-4a65-8654-06a60aef94cb | NIH0WWM3xdjhmaIR0lodTn8Npt6s7RmDaPXtbzBHMZk= | C:\Temp\vw\test data\ppmd_templates_VXER1.rvt | -
ppmd_templates_VXER1.rvt | VXER1 - MECHANICAL DESIGN | FALSE | Filtration¦Interm % | Filtration_Inter_% | TRUE | 4f03ad65-f905-419e-a0cf-8f58fe921fbc | NIH0WWM3xdjhmaIR0lodTn8Npt6s7RmDaPXtbzBHMZk= | C:\Temp\vw\test data\ppmd_templates_VXER1.rvt | 13
ppmd_templates_VXER1.rvt | VXER1 - MECHANICAL DESIGN | FALSE | Filtration¦Final % | Filtration_Final_% | TRUE | cc736e5f-46f5-476a-8d0a-ceb32d8d4e5a | NIH0WWM3xdjhmaIR0lodTn8Npt6s7RmDaPXtbzBHMZk= | C:\Temp\vw\test data\ppmd_templates_VXER1.rvt | -
ppmd_templates_VXER1.rvt | VXER1 - MECHANICAL DESIGN | FALSE | Notes | Mech_Notes | TRUE | a32df790-0ab9-4c4a-b19c-511c2eef6d56 | NIH0WWM3xdjhmaIR0lodTn8Npt6s7RmDaPXtbzBHMZk= | C:\Temp\vw\test data\ppmd_templates_VXER1.rvt | -
ppmd_templates_VXER1.rvt | VXER1 - MEDICAL GAS DESIGN | FALSE | MCA | MedGas_MCA | TRUE | 3b23ea7f-b9f1-4749-8a2b-eb6a4fab4cdc | NIH0WWM3xdjhmaIR0lodTn8Npt6s7RmDaPXtbzBHMZk= | C:\Temp\vw\test data\ppmd_templates_VXER1.rvt | 1
ppmd_templates_VXER1.rvt | VXER1 - MEDICAL GAS DESIGN | FALSE | DCA | MedGas_DCA | TRUE | 20dc9c73-7465-4e8a-8300-4a8b5a46a91c | NIH0WWM3xdjhmaIR0lodTn8Npt6s7RmDaPXtbzBHMZk= | C:\Temp\vw\test data\ppmd_templates_VXER1.rvt | -
ppmd_templates_VXER1.rvt | VXER1 - MEDICAL GAS DESIGN | FALSE | LA | MedGas_LA | TRUE | 99801083-d820-4c5f-ad07-ab168e1bbda0 | NIH0WWM3xdjhmaIR0lodTn8Npt6s7RmDaPXtbzBHMZk= | C:\Temp\vw\test data\ppmd_templates_VXER1.rvt | -
ppmd_templates_VXER1.rvt | VXER1 - MEDICAL GAS DESIGN | FALSE | PA | MedGas_PA | TRUE | 55793ba6-1647-428e-86f6-5ce4153c7f2e | NIH0WWM3xdjhmaIR0lodTn8Npt6s7RmDaPXtbzBHMZk= | C:\Temp\vw\test data\ppmd_templates_VXER1.rvt | -
ppmd_templates_VXER1.rvt | VXER1 - MEDICAL GAS DESIGN | FALSE | MV | MedGas_MV | TRUE | 0a0bec6d-9172-4a2c-9fb3-7616a08f677a | NIH0WWM3xdjhmaIR0lodTn8Npt6s7RmDaPXtbzBHMZk= | C:\Temp\vw\test data\ppmd_templates_VXER1.rvt | 1
ppmd_templates_VXER1.rvt | VXER1 - MEDICAL GAS DESIGN | FALSE | DHV | MedGas_DHV | TRUE | 79779898-9917-494b-a027-0013b44e14f1 | NIH0WWM3xdjhmaIR0lodTn8Npt6s7RmDaPXtbzBHMZk= | C:\Temp\vw\test data\ppmd_templates_VXER1.rvt | -
ppmd_templates_VXER1.rvt | VXER1 - MEDICAL GAS DESIGN | FALSE | DLV | MedGas_DLV | TRUE | bcdcef93-2e56-440a-a8f7-e9973eadba59 | NIH0WWM3xdjhmaIR0lodTn8Npt6s7RmDaPXtbzBHMZk= | C:\Temp\vw\test data\ppmd_templates_VXER1.rvt | -
ppmd_templates_VXER1.rvt | VXER1 - MEDICAL GAS DESIGN | FALSE | LDE | MedGas_LDE | TRUE | cc6496eb-fa04-4455-81d4-1dfb1e6aaa52 | NIH0WWM3xdjhmaIR0lodTn8Npt6s7RmDaPXtbzBHMZk= | C:\Temp\vw\test data\ppmd_templates_VXER1.rvt | -
ppmd_templates_VXER1.rvt | VXER1 - MEDICAL GAS DESIGN | FALSE | OX | MedGas_OX | TRUE | 59f6c2e0-639e-4476-adf0-a5c19b1199db | NIH0WWM3xdjhmaIR0lodTn8Npt6s7RmDaPXtbzBHMZk= | C:\Temp\vw\test data\ppmd_templates_VXER1.rvt | -
ppmd_templates_VXER1.rvt | VXER1 - MEDICAL GAS DESIGN | FALSE | NO | MedGas_NO | TRUE | 1f31b342-99ad-494b-90ce-f27b8fc04b75 | NIH0WWM3xdjhmaIR0lodTn8Npt6s7RmDaPXtbzBHMZk= | C:\Temp\vw\test data\ppmd_templates_VXER1.rvt | 1
ppmd_templates_VXER1.rvt | VXER1 - MEDICAL GAS DESIGN | FALSE | NI | MedGas_NI | TRUE | ea24567d-1f4e-45f9-907f-a79ef8b323b1 | NIH0WWM3xdjhmaIR0lodTn8Npt6s7RmDaPXtbzBHMZk= | C:\Temp\vw\test data\ppmd_templates_VXER1.rvt | -
ppmd_templates_VXER1.rvt | VXER1 - MEDICAL GAS DESIGN | FALSE | WAGD | MedGas_WAGD | TRUE | 1aa3572e-5073-44b4-acb3-ff8739230b69 | NIH0WWM3xdjhmaIR0lodTn8Npt6s7RmDaPXtbzBHMZk= | C:\Temp\vw\test data\ppmd_templates_VXER1.rvt | -
ppmd_templates_VXER1.rvt | VXER1 - MEDICAL GAS DESIGN | FALSE | Notes1 | MedGas_Notes | TRUE | 69d1283f-21ef-46f3-9ebb-e36d00ef4da3 | NIH0WWM3xdjhmaIR0lodTn8Npt6s7RmDaPXtbzBHMZk= | C:\Temp\vw\test data\ppmd_templates_VXER1.rvt | -
ppmd_templates_VXER1.rvt | VXER1 - MEDICAL GAS DESIGN | FALSE | Notes2 | MedGas_Notes2 | TRUE | 867f4341-094b-4cc7-b128-8c28392e09cd | NIH0WWM3xdjhmaIR0lodTn8Npt6s7RmDaPXtbzBHMZk= | C:\Temp\vw\test data\ppmd_templates_VXER1.rvt
ppmd_templates_VXER1.rvt | VXER1 - STRUCTURAL DESIGN | FALSE | Structural Load¦psf | Str_FloorLoad_psf | TRUE | 654b90c9-d71e-4bcd-9f27-a1532becca95 | NIH0WWM3xdjhmaIR0lodTn8Npt6s7RmDaPXtbzBHMZk= | C:\Temp\vw\test data\ppmd_templates_VXER1.rvt | 0
ppmd_templates_VXER1.rvt | VXER1 - STRUCTURAL DESIGN | FALSE | Structural Load¦kPA | Str_FloorLoad_kPA | FALSE |  | NIH0WWM3xdjhmaIR0lodTn8Npt6s7RmDaPXtbzBHMZk= | C:\Temp\vw\test data\ppmd_templates_VXER1.rvt | 0
ppmd_templates_VXER1.rvt | VXER1 - STRUCTURAL DESIGN | FALSE | Notes | Str_Notes | TRUE | 509b36e6-cf53-4158-b357-61e3cedd6faa | NIH0WWM3xdjhmaIR0lodTn8Npt6s7RmDaPXtbzBHMZk= | C:\Temp\vw\test data\ppmd_templates_VXER1.rvt | C
ppmd_templates_VXER1.rvt | VXER1- DATA/TELEPHONE EQUIPMENT | FALSE | JSN | JSN | TRUE | 8632cd76-2ab9-457d-8db7-39197de446a2 | NIH0WWM3xdjhmaIR0lodTn8Npt6s7RmDaPXtbzBHMZk= | C:\Temp\vw\test data\ppmd_templates_VXER1.rvt
ppmd_templates_VXER1.rvt | VXER1- DATA/TELEPHONE EQUIPMENT | FALSE | Nomenclature | Nomenclature | TRUE | f004b755-1952-4a21-a1c1-98f41ef6a86c | NIH0WWM3xdjhmaIR0lodTn8Npt6s7RmDaPXtbzBHMZk= | C:\Temp\vw\test data\ppmd_templates_VXER1.rvt
ppmd_templates_VXER1.rvt | VXER1- DATA/TELEPHONE EQUIPMENT | FALSE | Qty | Count | FALSE |  | NIH0WWM3xdjhmaIR0lodTn8Npt6s7RmDaPXtbzBHMZk= | C:\Temp\vw\test data\ppmd_templates_VXER1.rvt
ppmd_templates_VXER1.rvt | VXER1- DATA/TELEPHONE EQUIPMENT | FALSE | Logistics¦AR | CAT_Army | TRUE | fa0e0053-bcc4-42e8-881f-6a4690f994c9 | NIH0WWM3xdjhmaIR0lodTn8Npt6s7RmDaPXtbzBHMZk= | C:\Temp\vw\test data\ppmd_templates_VXER1.rvt
ppmd_templates_VXER1.rvt | VXER1- DATA/TELEPHONE EQUIPMENT | FALSE | Logistics¦NA | CAT_Navy | TRUE | 183e77a6-b75d-41a5-8f81-f6abfee236ec | NIH0WWM3xdjhmaIR0lodTn8Npt6s7RmDaPXtbzBHMZk= | C:\Temp\vw\test data\ppmd_templates_VXER1.rvt
ppmd_templates_VXER1.rvt | VXER1- DATA/TELEPHONE EQUIPMENT | FALSE | Logistics¦AF | CAT_AF | TRUE | 053816d3-2f83-4e72-9b30-0a25ff75573f | NIH0WWM3xdjhmaIR0lodTn8Npt6s7RmDaPXtbzBHMZk= | C:\Temp\vw\test data\ppmd_templates_VXER1.rvt
ppmd_templates_VXER1.rvt | VXER1- DATA/TELEPHONE EQUIPMENT | FALSE | Logistics¦VA | CAT_VA | TRUE | abab06e0-bc20-4958-a9a7-acf73c376614 | NIH0WWM3xdjhmaIR0lodTn8Npt6s7RmDaPXtbzBHMZk= | C:\Temp\vw\test data\ppmd_templates_VXER1.rvt
ppmd_templates_XDCY1.rvt | XDCY1 - DATA/TELEPHONE EQUIPMENT | FALSE | JSN | JSN | TRUE | 8632cd76-2ab9-457d-8db7-39197de446a2 | e7a3+49LoNnWkjEWIiWnd7dw7gw7kp0Gc/wRa/Loqc8= | C:\Temp\vw\test data\ppmd_templates_XDCY1.rvt
ppmd_templates_XDCY1.rvt | XDCY1 - DATA/TELEPHONE EQUIPMENT | FALSE | Nomenclature | Nomenclature | TRUE | f004b755-1952-4a21-a1c1-98f41ef6a86c | e7a3+49LoNnWkjEWIiWnd7dw7gw7kp0Gc/wRa/Loqc8= | C:\Temp\vw\test data\ppmd_templates_XDCY1.rvt
ppmd_templates_XDCY1.rvt | XDCY1 - DATA/TELEPHONE EQUIPMENT | FALSE | Qty | Count | FALSE |  | e7a3+49LoNnWkjEWIiWnd7dw7gw7kp0Gc/wRa/Loqc8= | C:\Temp\vw\test data\ppmd_templates_XDCY1.rvt
ppmd_templates_XDCY1.rvt | XDCY1 - DATA/TELEPHONE EQUIPMENT | FALSE | Logistics¦AR | CAT_Army | TRUE | fa0e0053-bcc4-42e8-881f-6a4690f994c9 | e7a3+49LoNnWkjEWIiWnd7dw7gw7kp0Gc/wRa/Loqc8= | C:\Temp\vw\test data\ppmd_templates_XDCY1.rvt
ppmd_templates_XDCY1.rvt | XDCY1 - DATA/TELEPHONE EQUIPMENT | FALSE | Logistics¦NA | CAT_Navy | TRUE | 183e77a6-b75d-41a5-8f81-f6abfee236ec | e7a3+49LoNnWkjEWIiWnd7dw7gw7kp0Gc/wRa/Loqc8= | C:\Temp\vw\test data\ppmd_templates_XDCY1.rvt
ppmd_templates_XDCY1.rvt | XDCY1 - DATA/TELEPHONE EQUIPMENT | FALSE | Logistics¦AF | CAT_AF | TRUE | 053816d3-2f83-4e72-9b30-0a25ff75573f | e7a3+49LoNnWkjEWIiWnd7dw7gw7kp0Gc/wRa/Loqc8= | C:\Temp\vw\test data\ppmd_templates_XDCY1.rvt
ppmd_templates_XDCY1.rvt | XDCY1 - DATA/TELEPHONE EQUIPMENT | FALSE | Logistics¦VA | CAT_VA | TRUE | abab06e0-bc20-4958-a9a7-acf73c376614 | e7a3+49LoNnWkjEWIiWnd7dw7gw7kp0Gc/wRa/Loqc8= | C:\Temp\vw\test data\ppmd_templates_XDCY1.rvt
ppmd_templates_XDCY1.rvt | XDCY1 - DOOR SCHEDULE | FALSE | Mark | Construction Type | FALSE |  | e7a3+49LoNnWkjEWIiWnd7dw7gw7kp0Gc/wRa/Loqc8= | C:\Temp\vw\test data\ppmd_templates_XDCY1.rvt | C
ppmd_templates_XDCY1.rvt | XDCY1 - DOOR SCHEDULE | FALSE | Type | Family | FALSE |  | e7a3+49LoNnWkjEWIiWnd7dw7gw7kp0Gc/wRa/Loqc8= | C:\Temp\vw\test data\ppmd_templates_XDCY1.rvt | Single-Flush
ppmd_templates_XDCY1.rvt | XDCY1 - DOOR SCHEDULE | FALSE | Count | Count | FALSE |  | e7a3+49LoNnWkjEWIiWnd7dw7gw7kp0Gc/wRa/Loqc8= | C:\Temp\vw\test data\ppmd_templates_XDCY1.rvt | 1
ppmd_templates_XDCY1.rvt | XDCY1 - DOOR SCHEDULE | FALSE | Height¦ft - in | Height | FALSE |  | e7a3+49LoNnWkjEWIiWnd7dw7gw7kp0Gc/wRa/Loqc8= | C:\Temp\vw\test data\ppmd_templates_XDCY1.rvt | 7' - 0"
ppmd_templates_XDCY1.rvt | XDCY1 - DOOR SCHEDULE | FALSE | Width¦ft - in | Width | FALSE |  | e7a3+49LoNnWkjEWIiWnd7dw7gw7kp0Gc/wRa/Loqc8= | C:\Temp\vw\test data\ppmd_templates_XDCY1.rvt | 4' - 0"
ppmd_templates_XDCY1.rvt | XDCY1 - DOOR SCHEDULE | FALSE | Hardware | Door_Hardware | TRUE | aada339e-27db-43a6-a49e-55c88563e0c3 | e7a3+49LoNnWkjEWIiWnd7dw7gw7kp0Gc/wRa/Loqc8= | C:\Temp\vw\test data\ppmd_templates_XDCY1.rvt
ppmd_templates_XDCY1.rvt | XDCY1 - DOOR SCHEDULE | FALSE | Notes | Type Comments | FALSE |  | e7a3+49LoNnWkjEWIiWnd7dw7gw7kp0Gc/wRa/Loqc8= | C:\Temp\vw\test data\ppmd_templates_XDCY1.rvt
ppmd_templates_XDCY1.rvt | XDCY1 - ELECTRICAL DESIGN | FALSE | Lighting¦LUX1 | Light_Level_LUX | TRUE | fc853981-f613-4f05-81bd-e48fb947424b | e7a3+49LoNnWkjEWIiWnd7dw7gw7kp0Gc/wRa/Loqc8= | C:\Temp\vw\test data\ppmd_templates_XDCY1.rvt | 500¦500
ppmd_templates_XDCY1.rvt | XDCY1 - ELECTRICAL DESIGN | FALSE | Lighting¦Footcandles1 | Light_Level_FC | FALSE |  | e7a3+49LoNnWkjEWIiWnd7dw7gw7kp0Gc/wRa/Loqc8= | C:\Temp\vw\test data\ppmd_templates_XDCY1.rvt | 46¦46
ppmd_templates_XDCY1.rvt | XDCY1 - ELECTRICAL DESIGN | FALSE | Lighting¦LUX2 | Light_Level_LUX2 | TRUE | 172f1cff-58cc-41cd-b888-0e7a81d2bf40 | e7a3+49LoNnWkjEWIiWnd7dw7gw7kp0Gc/wRa/Loqc8= | C:\Temp\vw\test data\ppmd_templates_XDCY1.rvt
ppmd_templates_XDCY1.rvt | XDCY1 - ELECTRICAL DESIGN | FALSE | Lighting¦Footcandles2 | Light_Level_FC2 | FALSE |  | e7a3+49LoNnWkjEWIiWnd7dw7gw7kp0Gc/wRa/Loqc8= | C:\Temp\vw\test data\ppmd_templates_XDCY1.rvt
ppmd_templates_XDCY1.rvt | XDCY1 - ELECTRICAL DESIGN | FALSE | Lighting¦Notes | Light_Notes | TRUE | a36245ac-ea57-45c2-bac5-bed4d04a4f78 | e7a3+49LoNnWkjEWIiWnd7dw7gw7kp0Gc/wRa/Loqc8= | C:\Temp\vw\test data\ppmd_templates_XDCY1.rvt | C¦D
ppmd_templates_XDCY1.rvt | XDCY1 - ELECTRICAL DESIGN | FALSE | Lighting¦Notes2 | Light_Notes2 | TRUE | 6d0b4891-ce4c-45f8-9560-387866098a10 | e7a3+49LoNnWkjEWIiWnd7dw7gw7kp0Gc/wRa/Loqc8= | C:\Temp\vw\test data\ppmd_templates_XDCY1.rvt | -
ppmd_templates_XDCY1.rvt | XDCY1 - ELECTRICAL DESIGN | FALSE | Essential Power¦% Power | ES_Power% | TRUE | 7cbfe71a-865f-4cf4-b400-c67e3939439b | e7a3+49LoNnWkjEWIiWnd7dw7gw7kp0Gc/wRa/Loqc8= | C:\Temp\vw\test data\ppmd_templates_XDCY1.rvt | -¦RA
ppmd_templates_XDCY1.rvt | XDCY1 - ELECTRICAL DESIGN | FALSE | Essential Power¦% Light | ES_Light% | TRUE | af00a8bb-40cb-434a-a7e5-b4140f3c844f | e7a3+49LoNnWkjEWIiWnd7dw7gw7kp0Gc/wRa/Loqc8= | C:\Temp\vw\test data\ppmd_templates_XDCY1.rvt | -¦LB
ppmd_templates_XDCY1.rvt | XDCY1 - ELECTRICAL DESIGN | FALSE | Essential Power¦Notes | ES_Notes | TRUE | 0c3ae867-1060-40b5-bb68-261d16a167a0 | e7a3+49LoNnWkjEWIiWnd7dw7gw7kp0Gc/wRa/Loqc8= | C:\Temp\vw\test data\ppmd_templates_XDCY1.rvt | -¦-
ppmd_templates_XDCY1.rvt | XDCY1 - EQUIPMENT SCHEDULE | TRUE | JSN | JSN | TRUE | 8632cd76-2ab9-457d-8db7-39197de446a2 | e7a3+49LoNnWkjEWIiWnd7dw7gw7kp0Gc/wRa/Loqc8= | C:\Temp\vw\test data\ppmd_templates_XDCY1.rvt | A5075¦A5080¦A5106¦C03F0¦C03P0¦C0036¦C0037¦CE030¦CS040¦CT020¦CT020¦E0963¦F0355¦F2010¦F3200¦M0630¦M0750¦M0755¦M0765¦M1801¦M3070¦M3072¦M3175¦M4116¦M4255¦M4265¦M7470¦M7845¦M8551¦M8606¦M8800¦M8810¦M8825¦M8900¦M8905¦M8940¦M8970¦X3150¦X6535
ppmd_templates_XDCY1.rvt | XDCY1 - EQUIPMENT SCHEDULE | TRUE | Nomenclature | Nomenclature | TRUE | f004b755-1952-4a21-a1c1-98f41ef6a86c | e7a3+49LoNnWkjEWIiWnd7dw7gw7kp0Gc/wRa/Loqc8= | C:\Temp\vw\test data\ppmd_templates_XDCY1.rvt | Dispenser, Soap, Disposable¦Dispenser, Paper Towel, SS, Surface Mounted¦Waste Disposal Unit, Sharps w/Glove Dispenser¦Cabinet, U/C/B, 1 Shelf, 2 Half DR, 2 DO, 36x30x22¦Cabinet, Sink, U/C/B, 2 Door, 30" W¦Rail, Apron, 4x30x1¦Rail, Apron, 4x36x1¦Cabinet, W/H, 2 SH, 2 GDO, Sloping Top, 38x30x13¦Sink, SS, Single Compartment, 7.5x14x14 ID¦Countertop, Solid Surface¦Countertop, Solid Surface¦Cart, General Storage, Mobile¦Footstool, Straight¦Basket, Wastepaper, Step-On¦Clock, Battery, 12" Diameter¦Anesthesia Apparatus, 3 Gas¦Flowmeter, Air, Connect w/50 PSI Supply¦Flowmeter, Oxygen, Low Flow¦Regulator, Vacuum¦Computer, Microprocessing, w/Flat Panel Monitor¦Hamper, Linen, Mobile, w/Lid¦Frame, Infectious Waste Bag w/Lid¦Electrosurgical Unit, Dual Output¦Monitor, Vital Signs¦Stand, IV, Adjustable¦Pump, Volumetric, Infusion, Single Line¦Light, Surgical, Ceiling, Single, Small¦Monitor, Physiological, Bedside, 4 Channel¦Light Source, Fiberoptic Headlamp¦Endoscopy Cart, Fiberoptic, w/Video Accessories¦Cart, Anesthesia¦Stand, Mayo¦Table, Instrument/Dressing, CRS, approx. 36x20x34¦Carriage, Pail, CRS, Without Pail¦Pail, Utility, CRS, Without Carriage¦Stool, Anesthesia, With Back¦Warmer, Blood, High Volume¦Rack, Apron/Gloves, Wall Mounted¦Rad/Fluoro/Tomo Unit, Urologic, Digital
ppmd_templates_XDCY1.rvt | XDCY1 - EQUIPMENT SCHEDULE | TRUE | Qty | Count | FALSE |  | e7a3+49LoNnWkjEWIiWnd7dw7gw7kp0Gc/wRa/Loqc8= | C:\Temp\vw\test data\ppmd_templates_XDCY1.rvt | 1¦1¦1¦2¦1¦2¦2¦1¦1¦1¦1¦1¦1¦1¦1¦1¦1¦2¦3¦1¦1¦1¦1¦1¦1¦1¦1¦1¦1¦1¦1¦2¦1¦1¦1¦1¦1¦1¦1
ppmd_templates_XDCY1.rvt | XDCY1 - EQUIPMENT SCHEDULE | TRUE | LF | CustomLength | TRUE | f338df87-67c7-40c3-b0e8-6ebb5a3fe5b8 | e7a3+49LoNnWkjEWIiWnd7dw7gw7kp0Gc/wRa/Loqc8= | C:\Temp\vw\test data\ppmd_templates_XDCY1.rvt | 7' - 6"¦4' - 0"
ppmd_templates_XDCY1.rvt | XDCY1 - EQUIPMENT SCHEDULE | TRUE | Logistics¦AR | CAT_Army | TRUE | fa0e0053-bcc4-42e8-881f-6a4690f994c9 | e7a3+49LoNnWkjEWIiWnd7dw7gw7kp0Gc/wRa/Loqc8= | C:\Temp\vw\test data\ppmd_templates_XDCY1.rvt | C¦A¦C¦A¦A¦A¦A¦A¦A¦A¦A¦C¦C¦C¦C¦C¦C¦C¦C¦C¦C¦C¦C¦C¦C¦C¦A¦C¦C¦C¦C¦C¦C¦C¦C¦C¦C¦A¦C
ppmd_templates_XDCY1.rvt | XDCY1 - EQUIPMENT SCHEDULE | TRUE | Logistics¦NA | CAT_Navy | TRUE | 183e77a6-b75d-41a5-8f81-f6abfee236ec | e7a3+49LoNnWkjEWIiWnd7dw7gw7kp0Gc/wRa/Loqc8= | C:\Temp\vw\test data\ppmd_templates_XDCY1.rvt | C¦A¦A¦A¦A¦A¦A¦A¦A¦A¦A¦C¦C¦C¦C¦C¦C¦C¦C¦C¦C¦C¦C¦C¦C¦C¦A¦C¦C¦C¦C¦C¦C¦C¦C¦C¦C¦A¦C
ppmd_templates_XDCY1.rvt | XDCY1 - EQUIPMENT SCHEDULE | TRUE | Logistics¦AF | CAT_AF | TRUE | 053816d3-2f83-4e72-9b30-0a25ff75573f | e7a3+49LoNnWkjEWIiWnd7dw7gw7kp0Gc/wRa/Loqc8= | C:\Temp\vw\test data\ppmd_templates_XDCY1.rvt | C¦A¦C¦A¦A¦A¦A¦A¦A¦A¦A¦C¦C¦C¦C¦C¦C¦C¦C¦C¦C¦C¦C¦C¦C¦C¦A¦C¦C¦C¦C¦C¦C¦C¦C¦C¦C¦A¦-
ppmd_templates_XDCY1.rvt | XDCY1 - EQUIPMENT SCHEDULE | TRUE | Logistics¦VA | CAT_VA | TRUE | abab06e0-bc20-4958-a9a7-acf73c376614 | e7a3+49LoNnWkjEWIiWnd7dw7gw7kp0Gc/wRa/Loqc8= | C:\Temp\vw\test data\ppmd_templates_XDCY1.rvt | C¦A¦C¦A¦A¦A¦A¦A¦A¦A¦A¦C¦C¦C¦C¦C¦C¦C¦C¦C¦C¦C¦C¦C¦C¦C¦A¦C¦C¦C¦C¦C¦C¦C¦C¦C¦C¦A¦-
ppmd_templates_XDCY1.rvt | XDCY1 - EQUIPMENT SCHEDULE | TRUE | Utilities¦1 | UTIL_1_WaterDrain | TRUE | 594b780e-c62e-473b-9f66-4d3db2fa1b7f | e7a3+49LoNnWkjEWIiWnd7dw7gw7kp0Gc/wRa/Loqc8= | C:\Temp\vw\test data\ppmd_templates_XDCY1.rvt | -¦-¦-¦-¦-¦-¦-¦-¦D¦-¦-¦-¦-¦-¦-¦-¦-¦-¦-¦-¦-¦-¦-¦-¦-¦-¦-¦-¦-¦-¦-¦-¦-¦-¦-¦-¦-¦-¦-
ppmd_templates_XDCY1.rvt | XDCY1 - EQUIPMENT SCHEDULE | TRUE | Utilities¦2 | UTIL_2_Elec | TRUE | 28082216-138e-4a2f-9824-e96dbd7e3cd0 | e7a3+49LoNnWkjEWIiWnd7dw7gw7kp0Gc/wRa/Loqc8= | C:\Temp\vw\test data\ppmd_templates_XDCY1.rvt | -¦-¦-¦-¦-¦-¦-¦-¦-¦-¦-¦-¦-¦-¦-¦A¦-¦-¦-¦A¦-¦-¦A¦A¦-¦A¦F¦A¦A¦A¦-¦-¦-¦-¦-¦-¦B¦-¦F
ppmd_templates_XDCY1.rvt | XDCY1 - EQUIPMENT SCHEDULE | TRUE | Utilities¦3 | UTIL_3_MedGas | TRUE | 22af1ef2-54f0-4b6e-b40a-7064dfb8769c | e7a3+49LoNnWkjEWIiWnd7dw7gw7kp0Gc/wRa/Loqc8= | C:\Temp\vw\test data\ppmd_templates_XDCY1.rvt | -¦-¦-¦-¦-¦-¦-¦-¦-¦-¦-¦-¦-¦-¦-¦G¦K¦A¦B¦-¦-¦-¦-¦-¦-¦-¦-¦-¦-¦-¦-¦-¦-¦-¦-¦-¦-¦-¦-
ppmd_templates_XDCY1.rvt | XDCY1 - EQUIPMENT SCHEDULE | TRUE | Utilities¦4 | UTIL_4_MiscGas | TRUE | 745b8c3e-fd4a-4430-994a-d25826e1e484 | e7a3+49LoNnWkjEWIiWnd7dw7gw7kp0Gc/wRa/Loqc8= | C:\Temp\vw\test data\ppmd_templates_XDCY1.rvt | -¦-¦-¦-¦-¦-¦-¦-¦-¦-¦-¦-¦-¦-¦-¦C¦-¦-¦-¦-¦-¦-¦-¦-¦-¦-¦-¦-¦-¦E¦-¦-¦-¦-¦-¦-¦-¦-¦-
ppmd_templates_XDCY1.rvt | XDCY1 - EQUIPMENT SCHEDULE | TRUE | Utilities¦5 | UTIL_5_NonMedGas | TRUE | 323edf97-d058-44ef-a0fb-1836c80554d8 | e7a3+49LoNnWkjEWIiWnd7dw7gw7kp0Gc/wRa/Loqc8= | C:\Temp\vw\test data\ppmd_templates_XDCY1.rvt | -¦-¦-¦-¦-¦-¦-¦-¦-¦-¦-¦-¦-¦-¦-¦-¦-¦-¦-¦-¦-¦-¦-¦-¦-¦-¦-¦-¦-¦-¦-¦-¦-¦-¦-¦-¦-¦-¦-
ppmd_templates_XDCY1.rvt | XDCY1 - EQUIPMENT SCHEDULE | TRUE | Utilities¦6 | UTIL_6_Misc | TRUE | 38083e2d-8ba3-4868-9752-742b7a4a9586 | e7a3+49LoNnWkjEWIiWnd7dw7gw7kp0Gc/wRa/Loqc8= | C:\Temp\vw\test data\ppmd_templates_XDCY1.rvt | -¦-¦-¦-¦-¦-¦-¦-¦-¦-¦-¦-¦-¦-¦-¦-¦-¦-¦-¦-¦-¦-¦-¦-¦-¦-¦-¦D¦-¦-¦-¦-¦-¦-¦-¦-¦-¦-¦B
ppmd_templates_XDCY1.rvt | XDCY1 - INTERIOR DESIGN | FALSE | Floor Finish¦Preferred | Floor Finish | FALSE |  | e7a3+49LoNnWkjEWIiWnd7dw7gw7kp0Gc/wRa/Loqc8= | C:\Temp\vw\test data\ppmd_templates_XDCY1.rvt | SV
ppmd_templates_XDCY1.rvt | XDCY1 - INTERIOR DESIGN | FALSE | Floor Finish¦Alternate | Floor Finish2 | TRUE | 4030719d-a272-441a-8bfa-d5eb510a1687 | e7a3+49LoNnWkjEWIiWnd7dw7gw7kp0Gc/wRa/Loqc8= | C:\Temp\vw\test data\ppmd_templates_XDCY1.rvt | VT
ppmd_templates_XDCY1.rvt | XDCY1 - INTERIOR DESIGN | FALSE | Wall Finish¦Preferred | Wall Finish | FALSE |  | e7a3+49LoNnWkjEWIiWnd7dw7gw7kp0Gc/wRa/Loqc8= | C:\Temp\vw\test data\ppmd_templates_XDCY1.rvt | GLG
ppmd_templates_XDCY1.rvt | XDCY1 - INTERIOR DESIGN | FALSE | Wall Finish¦Alternate | Wall Finish2 | TRUE | 5a49d499-57b3-4e1f-afc0-4c041c862be1 | e7a3+49LoNnWkjEWIiWnd7dw7gw7kp0Gc/wRa/Loqc8= | C:\Temp\vw\test data\ppmd_templates_XDCY1.rvt | GPT
ppmd_templates_XDCY1.rvt | XDCY1 - INTERIOR DESIGN | FALSE | Ceiling Finish¦Preferred | Ceiling Finish | FALSE |  | e7a3+49LoNnWkjEWIiWnd7dw7gw7kp0Gc/wRa/Loqc8= | C:\Temp\vw\test data\ppmd_templates_XDCY1.rvt | AT1
ppmd_templates_XDCY1.rvt | XDCY1 - INTERIOR DESIGN | FALSE | Ceiling Finish¦Alternate | Ceiling Finish2 | TRUE | acb31fd1-378b-4329-97b0-400ae39b5bc4 | e7a3+49LoNnWkjEWIiWnd7dw7gw7kp0Gc/wRa/Loqc8= | C:\Temp\vw\test data\ppmd_templates_XDCY1.rvt | GPT
ppmd_templates_XDCY1.rvt | XDCY1 - INTERIOR DESIGN | FALSE | Room Height¦ft - in | Ceiling_Hgt_IP | TRUE | 9f14ca4f-2465-4385-a17c-7aa549f64c09 | e7a3+49LoNnWkjEWIiWnd7dw7gw7kp0Gc/wRa/Loqc8= | C:\Temp\vw\test data\ppmd_templates_XDCY1.rvt | 9' - 0"
ppmd_templates_XDCY1.rvt | XDCY1 - INTERIOR DESIGN | FALSE | Room Noise¦Min NC | Noise_NC_MIN | TRUE | 8c49df6c-7d6b-49fd-9459-f57d0921d704 | e7a3+49LoNnWkjEWIiWnd7dw7gw7kp0Gc/wRa/Loqc8= | C:\Temp\vw\test data\ppmd_templates_XDCY1.rvt | 35
ppmd_templates_XDCY1.rvt | XDCY1 - INTERIOR DESIGN | FALSE | Room Noise¦Max NC | Noise_NC_MAX | TRUE | 629b571a-1c14-443c-b8e8-1130b5edb513 | e7a3+49LoNnWkjEWIiWnd7dw7gw7kp0Gc/wRa/Loqc8= | C:\Temp\vw\test data\ppmd_templates_XDCY1.rvt | 40
ppmd_templates_XDCY1.rvt | XDCY1 - INTERIOR DESIGN | FALSE | Room Noise¦SC | Noise_SC | TRUE | 44bf9cd1-070a-432c-87d9-26a3211cfe07 | e7a3+49LoNnWkjEWIiWnd7dw7gw7kp0Gc/wRa/Loqc8= | C:\Temp\vw\test data\ppmd_templates_XDCY1.rvt | 40
ppmd_templates_XDCY1.rvt | XDCY1 - MECHANICAL DESIGN | FALSE | Air Balance | Air_Balance | TRUE | 587b3cf9-4450-4d95-b8ef-0e93665dbd91 | e7a3+49LoNnWkjEWIiWnd7dw7gw7kp0Gc/wRa/Loqc8= | C:\Temp\vw\test data\ppmd_templates_XDCY1.rvt | 0
ppmd_templates_XDCY1.rvt | XDCY1 - MECHANICAL DESIGN | FALSE | Air Changes Total | Air_Changes_Total | TRUE | 3988d7f3-0f28-4410-866c-5bc65e1d842a | e7a3+49LoNnWkjEWIiWnd7dw7gw7kp0Gc/wRa/Loqc8= | C:\Temp\vw\test data\ppmd_templates_XDCY1.rvt | 6
ppmd_templates_XDCY1.rvt | XDCY1 - MECHANICAL DESIGN | FALSE | Air Changes OA | Air_Changes_OA | TRUE | b7af949f-3b64-4f85-9391-d9f17dcaad1e | e7a3+49LoNnWkjEWIiWnd7dw7gw7kp0Gc/wRa/Loqc8= | C:\Temp\vw\test data\ppmd_templates_XDCY1.rvt | 2
ppmd_templates_XDCY1.rvt | XDCY1 - MECHANICAL DESIGN | FALSE | 100% Exhaust Air | Exhaust_Air_100% | TRUE | 62b97784-583b-47d5-90a3-a90bbb961b6e | e7a3+49LoNnWkjEWIiWnd7dw7gw7kp0Gc/wRa/Loqc8= | C:\Temp\vw\test data\ppmd_templates_XDCY1.rvt | -
ppmd_templates_XDCY1.rvt | XDCY1 - MECHANICAL DESIGN | FALSE | Summer Temp¦F | Temp_Summer_F | TRUE | 1cbf6964-bd0f-4852-b367-ef4828e2e2cc | e7a3+49LoNnWkjEWIiWnd7dw7gw7kp0Gc/wRa/Loqc8= | C:\Temp\vw\test data\ppmd_templates_XDCY1.rvt
ppmd_templates_XDCY1.rvt | XDCY1 - MECHANICAL DESIGN | FALSE | Summer Temp¦C | Temp_Summer_C | FALSE |  | e7a3+49LoNnWkjEWIiWnd7dw7gw7kp0Gc/wRa/Loqc8= | C:\Temp\vw\test data\ppmd_templates_XDCY1.rvt
ppmd_templates_XDCY1.rvt | XDCY1 - MECHANICAL DESIGN | FALSE | Summer Temp¦Note | Temp_Summer_Note | TRUE | 6248fa3c-bb43-4e1c-91bb-60e102e573b7 | e7a3+49LoNnWkjEWIiWnd7dw7gw7kp0Gc/wRa/Loqc8= | C:\Temp\vw\test data\ppmd_templates_XDCY1.rvt
ppmd_templates_XDCY1.rvt | XDCY1 - MECHANICAL DESIGN | FALSE | Winter Temp¦F | Temp_Winter_F | TRUE | b4f9888f-41ad-47ef-a6af-145b3de732c9 | e7a3+49LoNnWkjEWIiWnd7dw7gw7kp0Gc/wRa/Loqc8= | C:\Temp\vw\test data\ppmd_templates_XDCY1.rvt | 73
ppmd_templates_XDCY1.rvt | XDCY1 - MECHANICAL DESIGN | FALSE | Winter Temp¦C | Temp_Winter_C | FALSE |  | e7a3+49LoNnWkjEWIiWnd7dw7gw7kp0Gc/wRa/Loqc8= | C:\Temp\vw\test data\ppmd_templates_XDCY1.rvt | 23
ppmd_templates_XDCY1.rvt | XDCY1 - MECHANICAL DESIGN | FALSE | Winter Temp¦Note | Temp_Winter_Note | TRUE | aacd83fc-f530-464e-b089-01667d3c52cd | e7a3+49LoNnWkjEWIiWnd7dw7gw7kp0Gc/wRa/Loqc8= | C:\Temp\vw\test data\ppmd_templates_XDCY1.rvt
ppmd_templates_XDCY1.rvt | XDCY1 - MECHANICAL DESIGN | FALSE | Max Relative Humidity | Relative_Humidity | TRUE | 36ead6c1-4384-4a65-8654-06a60aef94cb | e7a3+49LoNnWkjEWIiWnd7dw7gw7kp0Gc/wRa/Loqc8= | C:\Temp\vw\test data\ppmd_templates_XDCY1.rvt | -
ppmd_templates_XDCY1.rvt | XDCY1 - MECHANICAL DESIGN | FALSE | Filtration¦Interm % | Filtration_Inter_% | TRUE | 4f03ad65-f905-419e-a0cf-8f58fe921fbc | e7a3+49LoNnWkjEWIiWnd7dw7gw7kp0Gc/wRa/Loqc8= | C:\Temp\vw\test data\ppmd_templates_XDCY1.rvt | 14
ppmd_templates_XDCY1.rvt | XDCY1 - MECHANICAL DESIGN | FALSE | Filtration¦Final % | Filtration_Final_% | TRUE | cc736e5f-46f5-476a-8d0a-ceb32d8d4e5a | e7a3+49LoNnWkjEWIiWnd7dw7gw7kp0Gc/wRa/Loqc8= | C:\Temp\vw\test data\ppmd_templates_XDCY1.rvt | -
ppmd_templates_XDCY1.rvt | XDCY1 - MECHANICAL DESIGN | FALSE | Notes | Mech_Notes | TRUE | a32df790-0ab9-4c4a-b19c-511c2eef6d56 | e7a3+49LoNnWkjEWIiWnd7dw7gw7kp0Gc/wRa/Loqc8= | C:\Temp\vw\test data\ppmd_templates_XDCY1.rvt | -
ppmd_templates_XDCY1.rvt | XDCY1 - MEDICAL GAS DESIGN | FALSE | MCA | MedGas_MCA | TRUE | 3b23ea7f-b9f1-4749-8a2b-eb6a4fab4cdc | e7a3+49LoNnWkjEWIiWnd7dw7gw7kp0Gc/wRa/Loqc8= | C:\Temp\vw\test data\ppmd_templates_XDCY1.rvt | 1
ppmd_templates_XDCY1.rvt | XDCY1 - MEDICAL GAS DESIGN | FALSE | DCA | MedGas_DCA | TRUE | 20dc9c73-7465-4e8a-8300-4a8b5a46a91c | e7a3+49LoNnWkjEWIiWnd7dw7gw7kp0Gc/wRa/Loqc8= | C:\Temp\vw\test data\ppmd_templates_XDCY1.rvt | -
ppmd_templates_XDCY1.rvt | XDCY1 - MEDICAL GAS DESIGN | FALSE | LA | MedGas_LA | TRUE | 99801083-d820-4c5f-ad07-ab168e1bbda0 | e7a3+49LoNnWkjEWIiWnd7dw7gw7kp0Gc/wRa/Loqc8= | C:\Temp\vw\test data\ppmd_templates_XDCY1.rvt | -
ppmd_templates_XDCY1.rvt | XDCY1 - MEDICAL GAS DESIGN | FALSE | PA | MedGas_PA | TRUE | 55793ba6-1647-428e-86f6-5ce4153c7f2e | e7a3+49LoNnWkjEWIiWnd7dw7gw7kp0Gc/wRa/Loqc8= | C:\Temp\vw\test data\ppmd_templates_XDCY1.rvt | -
ppmd_templates_XDCY1.rvt | XDCY1 - MEDICAL GAS DESIGN | FALSE | MV | MedGas_MV | TRUE | 0a0bec6d-9172-4a2c-9fb3-7616a08f677a | e7a3+49LoNnWkjEWIiWnd7dw7gw7kp0Gc/wRa/Loqc8= | C:\Temp\vw\test data\ppmd_templates_XDCY1.rvt | 3
ppmd_templates_XDCY1.rvt | XDCY1 - MEDICAL GAS DESIGN | FALSE | DHV | MedGas_DHV | TRUE | 79779898-9917-494b-a027-0013b44e14f1 | e7a3+49LoNnWkjEWIiWnd7dw7gw7kp0Gc/wRa/Loqc8= | C:\Temp\vw\test data\ppmd_templates_XDCY1.rvt | -
ppmd_templates_XDCY1.rvt | XDCY1 - MEDICAL GAS DESIGN | FALSE | DLV | MedGas_DLV | TRUE | bcdcef93-2e56-440a-a8f7-e9973eadba59 | e7a3+49LoNnWkjEWIiWnd7dw7gw7kp0Gc/wRa/Loqc8= | C:\Temp\vw\test data\ppmd_templates_XDCY1.rvt | -
ppmd_templates_XDCY1.rvt | XDCY1 - MEDICAL GAS DESIGN | FALSE | LDE | MedGas_LDE | TRUE | cc6496eb-fa04-4455-81d4-1dfb1e6aaa52 | e7a3+49LoNnWkjEWIiWnd7dw7gw7kp0Gc/wRa/Loqc8= | C:\Temp\vw\test data\ppmd_templates_XDCY1.rvt | -
ppmd_templates_XDCY1.rvt | XDCY1 - MEDICAL GAS DESIGN | FALSE | OX | MedGas_OX | TRUE | 59f6c2e0-639e-4476-adf0-a5c19b1199db | e7a3+49LoNnWkjEWIiWnd7dw7gw7kp0Gc/wRa/Loqc8= | C:\Temp\vw\test data\ppmd_templates_XDCY1.rvt | 1
ppmd_templates_XDCY1.rvt | XDCY1 - MEDICAL GAS DESIGN | FALSE | NO | MedGas_NO | TRUE | 1f31b342-99ad-494b-90ce-f27b8fc04b75 | e7a3+49LoNnWkjEWIiWnd7dw7gw7kp0Gc/wRa/Loqc8= | C:\Temp\vw\test data\ppmd_templates_XDCY1.rvt | 1
ppmd_templates_XDCY1.rvt | XDCY1 - MEDICAL GAS DESIGN | FALSE | NI | MedGas_NI | TRUE | ea24567d-1f4e-45f9-907f-a79ef8b323b1 | e7a3+49LoNnWkjEWIiWnd7dw7gw7kp0Gc/wRa/Loqc8= | C:\Temp\vw\test data\ppmd_templates_XDCY1.rvt
ppmd_templates_XDCY1.rvt | XDCY1 - MEDICAL GAS DESIGN | FALSE | WAGD | MedGas_WAGD | TRUE | 1aa3572e-5073-44b4-acb3-ff8739230b69 | e7a3+49LoNnWkjEWIiWnd7dw7gw7kp0Gc/wRa/Loqc8= | C:\Temp\vw\test data\ppmd_templates_XDCY1.rvt | 1
ppmd_templates_XDCY1.rvt | XDCY1 - MEDICAL GAS DESIGN | FALSE | Notes1 | MedGas_Notes | TRUE | 69d1283f-21ef-46f3-9ebb-e36d00ef4da3 | e7a3+49LoNnWkjEWIiWnd7dw7gw7kp0Gc/wRa/Loqc8= | C:\Temp\vw\test data\ppmd_templates_XDCY1.rvt | C
ppmd_templates_XDCY1.rvt | XDCY1 - MEDICAL GAS DESIGN | FALSE | Notes2 | MedGas_Notes2 | TRUE | 867f4341-094b-4cc7-b128-8c28392e09cd | e7a3+49LoNnWkjEWIiWnd7dw7gw7kp0Gc/wRa/Loqc8= | C:\Temp\vw\test data\ppmd_templates_XDCY1.rvt
ppmd_templates_XDCY1.rvt | XDCY1 - STRUCTURAL DESIGN | FALSE | Structural Load¦psf | Str_FloorLoad_psf | TRUE | 654b90c9-d71e-4bcd-9f27-a1532becca95 | e7a3+49LoNnWkjEWIiWnd7dw7gw7kp0Gc/wRa/Loqc8= | C:\Temp\vw\test data\ppmd_templates_XDCY1.rvt | 100
ppmd_templates_XDCY1.rvt | XDCY1 - STRUCTURAL DESIGN | FALSE | Structural Load¦kPA | Str_FloorLoad_kPA | FALSE |  | e7a3+49LoNnWkjEWIiWnd7dw7gw7kp0Gc/wRa/Loqc8= | C:\Temp\vw\test data\ppmd_templates_XDCY1.rvt | 5
ppmd_templates_XDCY1.rvt | XDCY1 - STRUCTURAL DESIGN | FALSE | Notes | Str_Notes | TRUE | 509b36e6-cf53-4158-b357-61e3cedd6faa | e7a3+49LoNnWkjEWIiWnd7dw7gw7kp0Gc/wRa/Loqc8= | C:\Temp\vw\test data\ppmd_templates_XDCY1.rvt
ppmd_templates_XDM01.rvt | Data Device Schedule | FALSE | Mark | Mark | TRUE | edcc09c4-d94d-408f-8514-ab75832a5f8a | xNxygD+ykAkKiD4o7ZDcpGwT1ct7DHACpaxC1FjDNzU= | C:\Temp\vw\test data\ppmd_templates_XDM01.rvt
ppmd_templates_XDM01.rvt | Data Device Schedule | FALSE | Family | Family | FALSE |  | xNxygD+ykAkKiD4o7ZDcpGwT1ct7DHACpaxC1FjDNzU= | C:\Temp\vw\test data\ppmd_templates_XDM01.rvt
ppmd_templates_XDM01.rvt | Data Device Schedule | FALSE | OmniClass Number | OmniClass Number | FALSE |  | xNxygD+ykAkKiD4o7ZDcpGwT1ct7DHACpaxC1FjDNzU= | C:\Temp\vw\test data\ppmd_templates_XDM01.rvt
ppmd_templates_XDM01.rvt | Data Device Schedule | FALSE | Type | Type | FALSE |  | xNxygD+ykAkKiD4o7ZDcpGwT1ct7DHACpaxC1FjDNzU= | C:\Temp\vw\test data\ppmd_templates_XDM01.rvt
ppmd_templates_XDM01.rvt | Data Device Schedule | FALSE | Count | Count | FALSE |  | xNxygD+ykAkKiD4o7ZDcpGwT1ct7DHACpaxC1FjDNzU= | C:\Temp\vw\test data\ppmd_templates_XDM01.rvt
ppmd_templates_XDM01.rvt | XDM01 - DATA/TELEPHONE EQUIPMENT | FALSE | JSN | JSN | TRUE | 8632cd76-2ab9-457d-8db7-39197de446a2 | xNxygD+ykAkKiD4o7ZDcpGwT1ct7DHACpaxC1FjDNzU= | C:\Temp\vw\test data\ppmd_templates_XDM01.rvt
ppmd_templates_XDM01.rvt | XDM01 - DATA/TELEPHONE EQUIPMENT | FALSE | Nomenclature | Nomenclature | TRUE | f004b755-1952-4a21-a1c1-98f41ef6a86c | xNxygD+ykAkKiD4o7ZDcpGwT1ct7DHACpaxC1FjDNzU= | C:\Temp\vw\test data\ppmd_templates_XDM01.rvt
ppmd_templates_XDM01.rvt | XDM01 - DATA/TELEPHONE EQUIPMENT | FALSE | Qty | Count | FALSE |  | xNxygD+ykAkKiD4o7ZDcpGwT1ct7DHACpaxC1FjDNzU= | C:\Temp\vw\test data\ppmd_templates_XDM01.rvt
ppmd_templates_XDM01.rvt | XDM01 - DATA/TELEPHONE EQUIPMENT | FALSE | Logistics¦AR | CAT_Army | TRUE | fa0e0053-bcc4-42e8-881f-6a4690f994c9 | xNxygD+ykAkKiD4o7ZDcpGwT1ct7DHACpaxC1FjDNzU= | C:\Temp\vw\test data\ppmd_templates_XDM01.rvt
ppmd_templates_XDM01.rvt | XDM01 - DATA/TELEPHONE EQUIPMENT | FALSE | Logistics¦NA | CAT_Navy | TRUE | 183e77a6-b75d-41a5-8f81-f6abfee236ec | xNxygD+ykAkKiD4o7ZDcpGwT1ct7DHACpaxC1FjDNzU= | C:\Temp\vw\test data\ppmd_templates_XDM01.rvt
ppmd_templates_XDM01.rvt | XDM01 - DATA/TELEPHONE EQUIPMENT | FALSE | Logistics¦AF | CAT_AF | TRUE | 053816d3-2f83-4e72-9b30-0a25ff75573f | xNxygD+ykAkKiD4o7ZDcpGwT1ct7DHACpaxC1FjDNzU= | C:\Temp\vw\test data\ppmd_templates_XDM01.rvt
ppmd_templates_XDM01.rvt | XDM01 - DATA/TELEPHONE EQUIPMENT | FALSE | Logistics¦VA | CAT_VA | TRUE | abab06e0-bc20-4958-a9a7-acf73c376614 | xNxygD+ykAkKiD4o7ZDcpGwT1ct7DHACpaxC1FjDNzU= | C:\Temp\vw\test data\ppmd_templates_XDM01.rvt
ppmd_templates_XDM01.rvt | XDM01 - DOOR SCHEDULE | FALSE | Mark | Construction Type | FALSE |  | xNxygD+ykAkKiD4o7ZDcpGwT1ct7DHACpaxC1FjDNzU= | C:\Temp\vw\test data\ppmd_templates_XDM01.rvt | A
ppmd_templates_XDM01.rvt | XDM01 - DOOR SCHEDULE | FALSE | Type | Family | FALSE |  | xNxygD+ykAkKiD4o7ZDcpGwT1ct7DHACpaxC1FjDNzU= | C:\Temp\vw\test data\ppmd_templates_XDM01.rvt | Single-Flush
ppmd_templates_XDM01.rvt | XDM01 - DOOR SCHEDULE | FALSE | Count | Count | FALSE |  | xNxygD+ykAkKiD4o7ZDcpGwT1ct7DHACpaxC1FjDNzU= | C:\Temp\vw\test data\ppmd_templates_XDM01.rvt | 1
ppmd_templates_XDM01.rvt | XDM01 - DOOR SCHEDULE | FALSE | Height¦ft - in | Height | FALSE |  | xNxygD+ykAkKiD4o7ZDcpGwT1ct7DHACpaxC1FjDNzU= | C:\Temp\vw\test data\ppmd_templates_XDM01.rvt | 7' - 0"
ppmd_templates_XDM01.rvt | XDM01 - DOOR SCHEDULE | FALSE | Width¦ft - in | Width | FALSE |  | xNxygD+ykAkKiD4o7ZDcpGwT1ct7DHACpaxC1FjDNzU= | C:\Temp\vw\test data\ppmd_templates_XDM01.rvt | 3' - 0"
ppmd_templates_XDM01.rvt | XDM01 - DOOR SCHEDULE | FALSE | Notes | Type Comments | FALSE |  | xNxygD+ykAkKiD4o7ZDcpGwT1ct7DHACpaxC1FjDNzU= | C:\Temp\vw\test data\ppmd_templates_XDM01.rvt
ppmd_templates_XDM01.rvt | XDM01 - ELECTRICAL DESIGN | FALSE | Lighting¦LUX1 | Light_Level_LUX | TRUE | fc853981-f613-4f05-81bd-e48fb947424b | xNxygD+ykAkKiD4o7ZDcpGwT1ct7DHACpaxC1FjDNzU= | C:\Temp\vw\test data\ppmd_templates_XDM01.rvt | 500
ppmd_templates_XDM01.rvt | XDM01 - ELECTRICAL DESIGN | FALSE | Lighting¦Footcandles1 | Light_Level_FC | FALSE |  | xNxygD+ykAkKiD4o7ZDcpGwT1ct7DHACpaxC1FjDNzU= | C:\Temp\vw\test data\ppmd_templates_XDM01.rvt | 46
ppmd_templates_XDM01.rvt | XDM01 - ELECTRICAL DESIGN | FALSE | Lighting¦LUX2 | Light_Level_LUX2 | TRUE | 172f1cff-58cc-41cd-b888-0e7a81d2bf40 | xNxygD+ykAkKiD4o7ZDcpGwT1ct7DHACpaxC1FjDNzU= | C:\Temp\vw\test data\ppmd_templates_XDM01.rvt
ppmd_templates_XDM01.rvt | XDM01 - ELECTRICAL DESIGN | FALSE | Lighting¦Footcandles2 | Light_Level_FC2 | FALSE |  | xNxygD+ykAkKiD4o7ZDcpGwT1ct7DHACpaxC1FjDNzU= | C:\Temp\vw\test data\ppmd_templates_XDM01.rvt
ppmd_templates_XDM01.rvt | XDM01 - ELECTRICAL DESIGN | FALSE | Lighting¦Notes | Light_Notes | TRUE | a36245ac-ea57-45c2-bac5-bed4d04a4f78 | xNxygD+ykAkKiD4o7ZDcpGwT1ct7DHACpaxC1FjDNzU= | C:\Temp\vw\test data\ppmd_templates_XDM01.rvt | C
ppmd_templates_XDM01.rvt | XDM01 - ELECTRICAL DESIGN | FALSE | Lighting¦Notes2 | Light_Notes2 | TRUE | 6d0b4891-ce4c-45f8-9560-387866098a10 | xNxygD+ykAkKiD4o7ZDcpGwT1ct7DHACpaxC1FjDNzU= | C:\Temp\vw\test data\ppmd_templates_XDM01.rvt | -
ppmd_templates_XDM01.rvt | XDM01 - ELECTRICAL DESIGN | FALSE | Essential Power¦% Power | ES_Power% | TRUE | 7cbfe71a-865f-4cf4-b400-c67e3939439b | xNxygD+ykAkKiD4o7ZDcpGwT1ct7DHACpaxC1FjDNzU= | C:\Temp\vw\test data\ppmd_templates_XDM01.rvt | -
ppmd_templates_XDM01.rvt | XDM01 - ELECTRICAL DESIGN | FALSE | Essential Power¦% Light | ES_Light% | TRUE | af00a8bb-40cb-434a-a7e5-b4140f3c844f | xNxygD+ykAkKiD4o7ZDcpGwT1ct7DHACpaxC1FjDNzU= | C:\Temp\vw\test data\ppmd_templates_XDM01.rvt | -
ppmd_templates_XDM01.rvt | XDM01 - ELECTRICAL DESIGN | FALSE | Essential Power¦Notes | ES_Notes | TRUE | 0c3ae867-1060-40b5-bb68-261d16a167a0 | xNxygD+ykAkKiD4o7ZDcpGwT1ct7DHACpaxC1FjDNzU= | C:\Temp\vw\test data\ppmd_templates_XDM01.rvt | U
ppmd_templates_XDM01.rvt | XDM01 - EQUIPMENT SCHEDULE | TRUE | JSN | JSN | TRUE | 8632cd76-2ab9-457d-8db7-39197de446a2 | xNxygD+ykAkKiD4o7ZDcpGwT1ct7DHACpaxC1FjDNzU= | C:\Temp\vw\test data\ppmd_templates_XDM01.rvt | A1066¦A5075¦A5080¦A5107¦A5145¦A5180¦E0948¦F0205¦F0360¦F2010¦F3200¦P3100¦X3150¦X5430
ppmd_templates_XDM01.rvt | XDM01 - EQUIPMENT SCHEDULE | TRUE | Nomenclature | Nomenclature | TRUE | f004b755-1952-4a21-a1c1-98f41ef6a86c | xNxygD+ykAkKiD4o7ZDcpGwT1ct7DHACpaxC1FjDNzU= | C:\Temp\vw\test data\ppmd_templates_XDM01.rvt | Mirror, Float Glass, With SS Frame¦Dispenser, Soap, Disposable¦Dispenser, Paper Towel, SS, Surface Mounted¦Dispenser, Glove, Surgical/Examination, Wall Mntd¦Hook, Garment, Double, SS, Surface Mounted¦Track, Cubicle, Surface Mounted, With Curtain¦Cart, General Storage, Mobile, 42"H x 32"W x 22"D¦Chair, Side With Arms¦Footstool, Straight w/Handle¦Basket, Wastepaper, Step-On¦Clock, Battery, 12" Diameter¦Lavatory, Vitreous China, Slab Type¦Rack, Apron/Gloves, Wall Mounted¦Radiographic Unit, Mammography, Digital
ppmd_templates_XDM01.rvt | XDM01 - EQUIPMENT SCHEDULE | TRUE | Qty | Count | FALSE |  | xNxygD+ykAkKiD4o7ZDcpGwT1ct7DHACpaxC1FjDNzU= | C:\Temp\vw\test data\ppmd_templates_XDM01.rvt | 1¦1¦1¦1¦1¦1¦1¦1¦1¦1¦1¦1¦1¦1
ppmd_templates_XDM01.rvt | XDM01 - EQUIPMENT SCHEDULE | TRUE | LF | Comments | FALSE |  | xNxygD+ykAkKiD4o7ZDcpGwT1ct7DHACpaxC1FjDNzU= | C:\Temp\vw\test data\ppmd_templates_XDM01.rvt | 13'-0"
ppmd_templates_XDM01.rvt | XDM01 - EQUIPMENT SCHEDULE | TRUE | Logistics¦AR | CAT_Army | TRUE | fa0e0053-bcc4-42e8-881f-6a4690f994c9 | xNxygD+ykAkKiD4o7ZDcpGwT1ct7DHACpaxC1FjDNzU= | C:\Temp\vw\test data\ppmd_templates_XDM01.rvt | A¦C¦A¦C¦A¦A¦C¦C¦C¦C¦C¦A¦A¦F
ppmd_templates_XDM01.rvt | XDM01 - EQUIPMENT SCHEDULE | TRUE | Logistics¦NA | CAT_Navy | TRUE | 183e77a6-b75d-41a5-8f81-f6abfee236ec | xNxygD+ykAkKiD4o7ZDcpGwT1ct7DHACpaxC1FjDNzU= | C:\Temp\vw\test data\ppmd_templates_XDM01.rvt | A¦C¦A¦C¦A¦A¦C¦C¦C¦C¦C¦A¦A¦F
ppmd_templates_XDM01.rvt | XDM01 - EQUIPMENT SCHEDULE | TRUE | Logistics¦AF | CAT_AF | TRUE | 053816d3-2f83-4e72-9b30-0a25ff75573f | xNxygD+ykAkKiD4o7ZDcpGwT1ct7DHACpaxC1FjDNzU= | C:\Temp\vw\test data\ppmd_templates_XDM01.rvt | A¦C¦A¦C¦A¦A¦C¦C¦C¦C¦C¦A¦A¦F
ppmd_templates_XDM01.rvt | XDM01 - EQUIPMENT SCHEDULE | TRUE | Logistics¦VA | CAT_VA | TRUE | abab06e0-bc20-4958-a9a7-acf73c376614 | xNxygD+ykAkKiD4o7ZDcpGwT1ct7DHACpaxC1FjDNzU= | C:\Temp\vw\test data\ppmd_templates_XDM01.rvt | A¦C¦A¦C¦A¦A¦C¦C¦C¦C¦C¦A¦A¦F
ppmd_templates_XDM01.rvt | XDM01 - EQUIPMENT SCHEDULE | TRUE | Utilities¦1 | UTIL_1_WaterDrain | TRUE | 594b780e-c62e-473b-9f66-4d3db2fa1b7f | xNxygD+ykAkKiD4o7ZDcpGwT1ct7DHACpaxC1FjDNzU= | C:\Temp\vw\test data\ppmd_templates_XDM01.rvt | -¦-¦-¦-¦-¦-¦-¦-¦-¦-¦-¦D¦-¦-
ppmd_templates_XDM01.rvt | XDM01 - EQUIPMENT SCHEDULE | TRUE | Utilities¦2 | UTIL_2_Elec | TRUE | 28082216-138e-4a2f-9824-e96dbd7e3cd0 | xNxygD+ykAkKiD4o7ZDcpGwT1ct7DHACpaxC1FjDNzU= | C:\Temp\vw\test data\ppmd_templates_XDM01.rvt | -¦-¦-¦-¦-¦-¦-¦-¦-¦-¦-¦-¦-¦C
ppmd_templates_XDM01.rvt | XDM01 - EQUIPMENT SCHEDULE | TRUE | Utilities¦3 | UTIL_3_MedGas | TRUE | 22af1ef2-54f0-4b6e-b40a-7064dfb8769c | xNxygD+ykAkKiD4o7ZDcpGwT1ct7DHACpaxC1FjDNzU= | C:\Temp\vw\test data\ppmd_templates_XDM01.rvt | -¦-¦-¦-¦-¦-¦-¦-¦-¦-¦-¦-¦-¦-
ppmd_templates_XDM01.rvt | XDM01 - EQUIPMENT SCHEDULE | TRUE | Utilities¦4 | UTIL_4_MiscGas | TRUE | 745b8c3e-fd4a-4430-994a-d25826e1e484 | xNxygD+ykAkKiD4o7ZDcpGwT1ct7DHACpaxC1FjDNzU= | C:\Temp\vw\test data\ppmd_templates_XDM01.rvt | -¦-¦-¦-¦-¦-¦-¦-¦-¦-¦-¦-¦-¦-
ppmd_templates_XDM01.rvt | XDM01 - EQUIPMENT SCHEDULE | TRUE | Utilities¦5 | UTIL_5_NonMedGas | TRUE | 323edf97-d058-44ef-a0fb-1836c80554d8 | xNxygD+ykAkKiD4o7ZDcpGwT1ct7DHACpaxC1FjDNzU= | C:\Temp\vw\test data\ppmd_templates_XDM01.rvt | -¦-¦-¦-¦-¦-¦-¦-¦-¦-¦-¦-¦-¦-
ppmd_templates_XDM01.rvt | XDM01 - EQUIPMENT SCHEDULE | TRUE | Utilities¦6 | UTIL_6_Misc | TRUE | 38083e2d-8ba3-4868-9752-742b7a4a9586 | xNxygD+ykAkKiD4o7ZDcpGwT1ct7DHACpaxC1FjDNzU= | C:\Temp\vw\test data\ppmd_templates_XDM01.rvt | -¦-¦-¦-¦-¦-¦-¦-¦-¦-¦-¦-¦-¦B
ppmd_templates_XDM01.rvt | XDM01 - INTERIOR DESIGN | FALSE | Floor Finish¦Preferred | Floor Finish | FALSE |  | xNxygD+ykAkKiD4o7ZDcpGwT1ct7DHACpaxC1FjDNzU= | C:\Temp\vw\test data\ppmd_templates_XDM01.rvt | SV
ppmd_templates_XDM01.rvt | XDM01 - INTERIOR DESIGN | FALSE | Floor Finish¦Alternate | Floor Finish2 | TRUE | 4030719d-a272-441a-8bfa-d5eb510a1687 | xNxygD+ykAkKiD4o7ZDcpGwT1ct7DHACpaxC1FjDNzU= | C:\Temp\vw\test data\ppmd_templates_XDM01.rvt | VT
ppmd_templates_XDM01.rvt | XDM01 - INTERIOR DESIGN | FALSE | Wall Finish¦Preferred | Wall Finish | FALSE |  | xNxygD+ykAkKiD4o7ZDcpGwT1ct7DHACpaxC1FjDNzU= | C:\Temp\vw\test data\ppmd_templates_XDM01.rvt | GLG
ppmd_templates_XDM01.rvt | XDM01 - INTERIOR DESIGN | FALSE | Wall Finish¦Alternate | Wall Finish2 | TRUE | 5a49d499-57b3-4e1f-afc0-4c041c862be1 | xNxygD+ykAkKiD4o7ZDcpGwT1ct7DHACpaxC1FjDNzU= | C:\Temp\vw\test data\ppmd_templates_XDM01.rvt | GPT
ppmd_templates_XDM01.rvt | XDM01 - INTERIOR DESIGN | FALSE | Ceiling Finish¦Preferred | Ceiling Finish | FALSE |  | xNxygD+ykAkKiD4o7ZDcpGwT1ct7DHACpaxC1FjDNzU= | C:\Temp\vw\test data\ppmd_templates_XDM01.rvt | AT1
ppmd_templates_XDM01.rvt | XDM01 - INTERIOR DESIGN | FALSE | Ceiling Finish¦Alternate | Ceiling Finish2 | TRUE | acb31fd1-378b-4329-97b0-400ae39b5bc4 | xNxygD+ykAkKiD4o7ZDcpGwT1ct7DHACpaxC1FjDNzU= | C:\Temp\vw\test data\ppmd_templates_XDM01.rvt | GPT
ppmd_templates_XDM01.rvt | XDM01 - INTERIOR DESIGN | FALSE | Room Height¦ft - in | Ceiling_Hgt_IP | TRUE | 9f14ca4f-2465-4385-a17c-7aa549f64c09 | xNxygD+ykAkKiD4o7ZDcpGwT1ct7DHACpaxC1FjDNzU= | C:\Temp\vw\test data\ppmd_templates_XDM01.rvt | 8' - 0"
ppmd_templates_XDM01.rvt | XDM01 - INTERIOR DESIGN | FALSE | Room Noise¦Min NC | Noise_NC_MIN | TRUE | 8c49df6c-7d6b-49fd-9459-f57d0921d704 | xNxygD+ykAkKiD4o7ZDcpGwT1ct7DHACpaxC1FjDNzU= | C:\Temp\vw\test data\ppmd_templates_XDM01.rvt | 35
ppmd_templates_XDM01.rvt | XDM01 - INTERIOR DESIGN | FALSE | Room Noise¦Max NC | Noise_NC_MAX | TRUE | 629b571a-1c14-443c-b8e8-1130b5edb513 | xNxygD+ykAkKiD4o7ZDcpGwT1ct7DHACpaxC1FjDNzU= | C:\Temp\vw\test data\ppmd_templates_XDM01.rvt | 40
ppmd_templates_XDM01.rvt | XDM01 - INTERIOR DESIGN | FALSE | Room Noise¦SC | Noise_SC | TRUE | 44bf9cd1-070a-432c-87d9-26a3211cfe07 | xNxygD+ykAkKiD4o7ZDcpGwT1ct7DHACpaxC1FjDNzU= | C:\Temp\vw\test data\ppmd_templates_XDM01.rvt | 40
ppmd_templates_XDM01.rvt | XDM01 - MECHANICAL DESIGN | FALSE | Air Balance | Air_Balance | TRUE | 587b3cf9-4450-4d95-b8ef-0e93665dbd91 | xNxygD+ykAkKiD4o7ZDcpGwT1ct7DHACpaxC1FjDNzU= | C:\Temp\vw\test data\ppmd_templates_XDM01.rvt | 0
ppmd_templates_XDM01.rvt | XDM01 - MECHANICAL DESIGN | FALSE | Air Changes Total | Air_Changes_Total | TRUE | 3988d7f3-0f28-4410-866c-5bc65e1d842a | xNxygD+ykAkKiD4o7ZDcpGwT1ct7DHACpaxC1FjDNzU= | C:\Temp\vw\test data\ppmd_templates_XDM01.rvt | 4
ppmd_templates_XDM01.rvt | XDM01 - MECHANICAL DESIGN | FALSE | Air Changes OA | Air_Changes_OA | TRUE | b7af949f-3b64-4f85-9391-d9f17dcaad1e | xNxygD+ykAkKiD4o7ZDcpGwT1ct7DHACpaxC1FjDNzU= | C:\Temp\vw\test data\ppmd_templates_XDM01.rvt | 2
ppmd_templates_XDM01.rvt | XDM01 - MECHANICAL DESIGN | FALSE | 100% Exhaust Air | Exhaust_Air_100% | TRUE | 62b97784-583b-47d5-90a3-a90bbb961b6e | xNxygD+ykAkKiD4o7ZDcpGwT1ct7DHACpaxC1FjDNzU= | C:\Temp\vw\test data\ppmd_templates_XDM01.rvt | -
ppmd_templates_XDM01.rvt | XDM01 - MECHANICAL DESIGN | FALSE | Summer Temp¦F | Temp_Summer_F | TRUE | 1cbf6964-bd0f-4852-b367-ef4828e2e2cc | xNxygD+ykAkKiD4o7ZDcpGwT1ct7DHACpaxC1FjDNzU= | C:\Temp\vw\test data\ppmd_templates_XDM01.rvt
ppmd_templates_XDM01.rvt | XDM01 - MECHANICAL DESIGN | FALSE | Summer Temp¦C | Temp_Summer_C | FALSE |  | xNxygD+ykAkKiD4o7ZDcpGwT1ct7DHACpaxC1FjDNzU= | C:\Temp\vw\test data\ppmd_templates_XDM01.rvt
ppmd_templates_XDM01.rvt | XDM01 - MECHANICAL DESIGN | FALSE | Summer Temp¦Note | Temp_Summer_Note | TRUE | 6248fa3c-bb43-4e1c-91bb-60e102e573b7 | xNxygD+ykAkKiD4o7ZDcpGwT1ct7DHACpaxC1FjDNzU= | C:\Temp\vw\test data\ppmd_templates_XDM01.rvt
ppmd_templates_XDM01.rvt | XDM01 - MECHANICAL DESIGN | FALSE | Winter Temp¦F | Temp_Winter_F | TRUE | b4f9888f-41ad-47ef-a6af-145b3de732c9 | xNxygD+ykAkKiD4o7ZDcpGwT1ct7DHACpaxC1FjDNzU= | C:\Temp\vw\test data\ppmd_templates_XDM01.rvt | 73
ppmd_templates_XDM01.rvt | XDM01 - MECHANICAL DESIGN | FALSE | Winter Temp¦C | Temp_Winter_C | FALSE |  | xNxygD+ykAkKiD4o7ZDcpGwT1ct7DHACpaxC1FjDNzU= | C:\Temp\vw\test data\ppmd_templates_XDM01.rvt | 23
ppmd_templates_XDM01.rvt | XDM01 - MECHANICAL DESIGN | FALSE | Winter Temp¦Note | Temp_Winter_Note | TRUE | aacd83fc-f530-464e-b089-01667d3c52cd | xNxygD+ykAkKiD4o7ZDcpGwT1ct7DHACpaxC1FjDNzU= | C:\Temp\vw\test data\ppmd_templates_XDM01.rvt
ppmd_templates_XDM01.rvt | XDM01 - MECHANICAL DESIGN | FALSE | Max Relative Humidity | Relative_Humidity | TRUE | 36ead6c1-4384-4a65-8654-06a60aef94cb | xNxygD+ykAkKiD4o7ZDcpGwT1ct7DHACpaxC1FjDNzU= | C:\Temp\vw\test data\ppmd_templates_XDM01.rvt | -
ppmd_templates_XDM01.rvt | XDM01 - MECHANICAL DESIGN | FALSE | Filtration¦Interm % | Filtration_Inter_% | TRUE | 4f03ad65-f905-419e-a0cf-8f58fe921fbc | xNxygD+ykAkKiD4o7ZDcpGwT1ct7DHACpaxC1FjDNzU= | C:\Temp\vw\test data\ppmd_templates_XDM01.rvt | 14
ppmd_templates_XDM01.rvt | XDM01 - MECHANICAL DESIGN | FALSE | Filtration¦Final % | Filtration_Final_% | TRUE | cc736e5f-46f5-476a-8d0a-ceb32d8d4e5a | xNxygD+ykAkKiD4o7ZDcpGwT1ct7DHACpaxC1FjDNzU= | C:\Temp\vw\test data\ppmd_templates_XDM01.rvt | -
ppmd_templates_XDM01.rvt | XDM01 - MECHANICAL DESIGN | FALSE | Notes | Mech_Notes | TRUE | a32df790-0ab9-4c4a-b19c-511c2eef6d56 | xNxygD+ykAkKiD4o7ZDcpGwT1ct7DHACpaxC1FjDNzU= | C:\Temp\vw\test data\ppmd_templates_XDM01.rvt | -
ppmd_templates_XDM01.rvt | XDM01 - MEDICAL GAS DESIGN | FALSE | MCA | MedGas_MCA | TRUE | 3b23ea7f-b9f1-4749-8a2b-eb6a4fab4cdc | xNxygD+ykAkKiD4o7ZDcpGwT1ct7DHACpaxC1FjDNzU= | C:\Temp\vw\test data\ppmd_templates_XDM01.rvt | -
ppmd_templates_XDM01.rvt | XDM01 - MEDICAL GAS DESIGN | FALSE | DCA | MedGas_DCA | TRUE | 20dc9c73-7465-4e8a-8300-4a8b5a46a91c | xNxygD+ykAkKiD4o7ZDcpGwT1ct7DHACpaxC1FjDNzU= | C:\Temp\vw\test data\ppmd_templates_XDM01.rvt | -
ppmd_templates_XDM01.rvt | XDM01 - MEDICAL GAS DESIGN | FALSE | LA | MedGas_LA | TRUE | 99801083-d820-4c5f-ad07-ab168e1bbda0 | xNxygD+ykAkKiD4o7ZDcpGwT1ct7DHACpaxC1FjDNzU= | C:\Temp\vw\test data\ppmd_templates_XDM01.rvt | -
ppmd_templates_XDM01.rvt | XDM01 - MEDICAL GAS DESIGN | FALSE | PA | MedGas_PA | TRUE | 55793ba6-1647-428e-86f6-5ce4153c7f2e | xNxygD+ykAkKiD4o7ZDcpGwT1ct7DHACpaxC1FjDNzU= | C:\Temp\vw\test data\ppmd_templates_XDM01.rvt | -
ppmd_templates_XDM01.rvt | XDM01 - MEDICAL GAS DESIGN | FALSE | MV | MedGas_MV | TRUE | 0a0bec6d-9172-4a2c-9fb3-7616a08f677a | xNxygD+ykAkKiD4o7ZDcpGwT1ct7DHACpaxC1FjDNzU= | C:\Temp\vw\test data\ppmd_templates_XDM01.rvt | -
ppmd_templates_XDM01.rvt | XDM01 - MEDICAL GAS DESIGN | FALSE | DHV | MedGas_DHV | TRUE | 79779898-9917-494b-a027-0013b44e14f1 | xNxygD+ykAkKiD4o7ZDcpGwT1ct7DHACpaxC1FjDNzU= | C:\Temp\vw\test data\ppmd_templates_XDM01.rvt | -
ppmd_templates_XDM01.rvt | XDM01 - MEDICAL GAS DESIGN | FALSE | DLV | MedGas_DLV | TRUE | bcdcef93-2e56-440a-a8f7-e9973eadba59 | xNxygD+ykAkKiD4o7ZDcpGwT1ct7DHACpaxC1FjDNzU= | C:\Temp\vw\test data\ppmd_templates_XDM01.rvt | -
ppmd_templates_XDM01.rvt | XDM01 - MEDICAL GAS DESIGN | FALSE | LDE | MedGas_LDE | TRUE | cc6496eb-fa04-4455-81d4-1dfb1e6aaa52 | xNxygD+ykAkKiD4o7ZDcpGwT1ct7DHACpaxC1FjDNzU= | C:\Temp\vw\test data\ppmd_templates_XDM01.rvt | -
ppmd_templates_XDM01.rvt | XDM01 - MEDICAL GAS DESIGN | FALSE | OX | MedGas_OX | TRUE | 59f6c2e0-639e-4476-adf0-a5c19b1199db | xNxygD+ykAkKiD4o7ZDcpGwT1ct7DHACpaxC1FjDNzU= | C:\Temp\vw\test data\ppmd_templates_XDM01.rvt | -
ppmd_templates_XDM01.rvt | XDM01 - MEDICAL GAS DESIGN | FALSE | NO | MedGas_NO | TRUE | 1f31b342-99ad-494b-90ce-f27b8fc04b75 | xNxygD+ykAkKiD4o7ZDcpGwT1ct7DHACpaxC1FjDNzU= | C:\Temp\vw\test data\ppmd_templates_XDM01.rvt | -
ppmd_templates_XDM01.rvt | XDM01 - MEDICAL GAS DESIGN | FALSE | NI | MedGas_NI | TRUE | ea24567d-1f4e-45f9-907f-a79ef8b323b1 | xNxygD+ykAkKiD4o7ZDcpGwT1ct7DHACpaxC1FjDNzU= | C:\Temp\vw\test data\ppmd_templates_XDM01.rvt | -
ppmd_templates_XDM01.rvt | XDM01 - MEDICAL GAS DESIGN | FALSE | WAGD | MedGas_WAGD | TRUE | 1aa3572e-5073-44b4-acb3-ff8739230b69 | xNxygD+ykAkKiD4o7ZDcpGwT1ct7DHACpaxC1FjDNzU= | C:\Temp\vw\test data\ppmd_templates_XDM01.rvt | -
ppmd_templates_XDM01.rvt | XDM01 - MEDICAL GAS DESIGN | FALSE | Notes1 | MedGas_Notes | TRUE | 69d1283f-21ef-46f3-9ebb-e36d00ef4da3 | xNxygD+ykAkKiD4o7ZDcpGwT1ct7DHACpaxC1FjDNzU= | C:\Temp\vw\test data\ppmd_templates_XDM01.rvt | -
ppmd_templates_XDM01.rvt | XDM01 - MEDICAL GAS DESIGN | FALSE | Notes2 | MedGas_Notes2 | TRUE | 867f4341-094b-4cc7-b128-8c28392e09cd | xNxygD+ykAkKiD4o7ZDcpGwT1ct7DHACpaxC1FjDNzU= | C:\Temp\vw\test data\ppmd_templates_XDM01.rvt | -
ppmd_templates_XDM01.rvt | XDM01 - STRUCTURAL DESIGN | FALSE | Structural Load¦psf | Str_FloorLoad_psf | TRUE | 654b90c9-d71e-4bcd-9f27-a1532becca95 | xNxygD+ykAkKiD4o7ZDcpGwT1ct7DHACpaxC1FjDNzU= | C:\Temp\vw\test data\ppmd_templates_XDM01.rvt | 100
ppmd_templates_XDM01.rvt | XDM01 - STRUCTURAL DESIGN | FALSE | Structural Load¦kPA | Str_FloorLoad_kPA | FALSE |  | xNxygD+ykAkKiD4o7ZDcpGwT1ct7DHACpaxC1FjDNzU= | C:\Temp\vw\test data\ppmd_templates_XDM01.rvt | 5
ppmd_templates_XDM01.rvt | XDM01 - STRUCTURAL DESIGN | FALSE | Notes | Str_Notes | TRUE | 509b36e6-cf53-4158-b357-61e3cedd6faa | xNxygD+ykAkKiD4o7ZDcpGwT1ct7DHACpaxC1FjDNzU= | C:\Temp\vw\test data\ppmd_templates_XDM01.rvt
ppmd_templates_XDUS1.rvt | TLTU1 - EQUIPMENT SCHEDULE | TRUE | JSN | JSN | TRUE | 8632cd76-2ab9-457d-8db7-39197de446a2 | pDiFRwIveCQnZW6ZInHv6p3z78Tk8vRoPG6tdhtODpg= | C:\Temp\vw\test data\ppmd_templates_XDUS1.rvt | A1066¦A4995¦A5075¦A5080¦A5090¦A5109¦A5145¦A5202¦F2010¦P3000¦P9050
ppmd_templates_XDUS1.rvt | TLTU1 - EQUIPMENT SCHEDULE | TRUE | Nomenclature | Nomenclature | TRUE | f004b755-1952-4a21-a1c1-98f41ef6a86c | pDiFRwIveCQnZW6ZInHv6p3z78Tk8vRoPG6tdhtODpg= | C:\Temp\vw\test data\ppmd_templates_XDUS1.rvt | Mirror, Float Glass, With SS Frame¦Table, Diaper Changing, Wall Mounted¦Dispenser, Soap, Disposable¦Dispenser, Paper Towel, SS, Surface Mounted¦Disposal, Sanitary Napkin, SS, Surface Mounted¦Grab Bar, 1-1/4" Dia., SS, 2 Wall, W/C Accessible¦Hook, Garment, Double, SS, Surface Mounted¦Dispenser,Toilet Paper w/Utility Shelf, SS, 2-Roll¦Basket, Wastepaper, Step-On¦Lavatory, Vitreous China, Straight Back¦Toilet, Wall Hung, Siphon Jet
ppmd_templates_XDUS1.rvt | TLTU1 - EQUIPMENT SCHEDULE | TRUE | Qty | Count | FALSE |  | pDiFRwIveCQnZW6ZInHv6p3z78Tk8vRoPG6tdhtODpg= | C:\Temp\vw\test data\ppmd_templates_XDUS1.rvt | 1¦1¦1¦1¦1¦2¦1¦1¦1¦1¦1
ppmd_templates_XDUS1.rvt | TLTU1 - EQUIPMENT SCHEDULE | TRUE | LF | CustomLength | TRUE | f338df87-67c7-40c3-b0e8-6ebb5a3fe5b8 | pDiFRwIveCQnZW6ZInHv6p3z78Tk8vRoPG6tdhtODpg= | C:\Temp\vw\test data\ppmd_templates_XDUS1.rvt
ppmd_templates_XDUS1.rvt | TLTU1 - EQUIPMENT SCHEDULE | TRUE | Logistics¦AR | CAT_Army | TRUE | fa0e0053-bcc4-42e8-881f-6a4690f994c9 | pDiFRwIveCQnZW6ZInHv6p3z78Tk8vRoPG6tdhtODpg= | C:\Temp\vw\test data\ppmd_templates_XDUS1.rvt | A¦A¦C¦A¦A¦A¦A¦A¦C¦A¦A
ppmd_templates_XDUS1.rvt | TLTU1 - EQUIPMENT SCHEDULE | TRUE | Logistics¦NA | CAT_Navy | TRUE | 183e77a6-b75d-41a5-8f81-f6abfee236ec | pDiFRwIveCQnZW6ZInHv6p3z78Tk8vRoPG6tdhtODpg= | C:\Temp\vw\test data\ppmd_templates_XDUS1.rvt | A¦A¦C¦A¦A¦A¦A¦A¦C¦A¦A
ppmd_templates_XDUS1.rvt | TLTU1 - EQUIPMENT SCHEDULE | TRUE | Logistics¦AF | CAT_AF | TRUE | 053816d3-2f83-4e72-9b30-0a25ff75573f | pDiFRwIveCQnZW6ZInHv6p3z78Tk8vRoPG6tdhtODpg= | C:\Temp\vw\test data\ppmd_templates_XDUS1.rvt | A¦A¦C¦A¦A¦A¦A¦A¦C¦A¦A
ppmd_templates_XDUS1.rvt | TLTU1 - EQUIPMENT SCHEDULE | TRUE | Logistics¦VA | CAT_VA | TRUE | abab06e0-bc20-4958-a9a7-acf73c376614 | pDiFRwIveCQnZW6ZInHv6p3z78Tk8vRoPG6tdhtODpg= | C:\Temp\vw\test data\ppmd_templates_XDUS1.rvt | A¦A¦C¦A¦A¦A¦A¦A¦C¦A¦A
ppmd_templates_XDUS1.rvt | TLTU1 - EQUIPMENT SCHEDULE | TRUE | Utilities¦1 | UTIL_1_WaterDrain | TRUE | 594b780e-c62e-473b-9f66-4d3db2fa1b7f | pDiFRwIveCQnZW6ZInHv6p3z78Tk8vRoPG6tdhtODpg= | C:\Temp\vw\test data\ppmd_templates_XDUS1.rvt | -¦-¦-¦-¦-¦-¦-¦-¦-¦D¦B
ppmd_templates_XDUS1.rvt | TLTU1 - EQUIPMENT SCHEDULE | TRUE | Utilities¦2 | UTIL_2_Elec | TRUE | 28082216-138e-4a2f-9824-e96dbd7e3cd0 | pDiFRwIveCQnZW6ZInHv6p3z78Tk8vRoPG6tdhtODpg= | C:\Temp\vw\test data\ppmd_templates_XDUS1.rvt | -¦-¦-¦-¦-¦-¦-¦-¦-¦-¦-
ppmd_templates_XDUS1.rvt | TLTU1 - EQUIPMENT SCHEDULE | TRUE | Utilities¦3 | UTIL_3_MedGas | TRUE | 22af1ef2-54f0-4b6e-b40a-7064dfb8769c | pDiFRwIveCQnZW6ZInHv6p3z78Tk8vRoPG6tdhtODpg= | C:\Temp\vw\test data\ppmd_templates_XDUS1.rvt | -¦-¦-¦-¦-¦-¦-¦-¦-¦-¦-
ppmd_templates_XDUS1.rvt | TLTU1 - EQUIPMENT SCHEDULE | TRUE | Utilities¦4 | UTIL_4_MiscGas | TRUE | 745b8c3e-fd4a-4430-994a-d25826e1e484 | pDiFRwIveCQnZW6ZInHv6p3z78Tk8vRoPG6tdhtODpg= | C:\Temp\vw\test data\ppmd_templates_XDUS1.rvt | -¦-¦-¦-¦-¦-¦-¦-¦-¦-¦-
ppmd_templates_XDUS1.rvt | TLTU1 - EQUIPMENT SCHEDULE | TRUE | Utilities¦5 | UTIL_5_NonMedGas | TRUE | 323edf97-d058-44ef-a0fb-1836c80554d8 | pDiFRwIveCQnZW6ZInHv6p3z78Tk8vRoPG6tdhtODpg= | C:\Temp\vw\test data\ppmd_templates_XDUS1.rvt | -¦-¦-¦-¦-¦-¦-¦-¦-¦-¦-
ppmd_templates_XDUS1.rvt | TLTU1 - EQUIPMENT SCHEDULE | TRUE | Utilities¦6 | UTIL_6_Misc | TRUE | 38083e2d-8ba3-4868-9752-742b7a4a9586 | pDiFRwIveCQnZW6ZInHv6p3z78Tk8vRoPG6tdhtODpg= | C:\Temp\vw\test data\ppmd_templates_XDUS1.rvt | -¦-¦-¦-¦-¦-¦-¦-¦-¦-¦-
ppmd_templates_XDUS1.rvt | TLTU1 - INTERIOR DESIGN | FALSE | Floor Finish¦Preferred | Floor Finish | FALSE |  | pDiFRwIveCQnZW6ZInHv6p3z78Tk8vRoPG6tdhtODpg= | C:\Temp\vw\test data\ppmd_templates_XDUS1.rvt | CT
ppmd_templates_XDUS1.rvt | TLTU1 - INTERIOR DESIGN | FALSE | Floor Finish¦Alternate | Floor Finish2 | TRUE | 4030719d-a272-441a-8bfa-d5eb510a1687 | pDiFRwIveCQnZW6ZInHv6p3z78Tk8vRoPG6tdhtODpg= | C:\Temp\vw\test data\ppmd_templates_XDUS1.rvt | VT
ppmd_templates_XDUS1.rvt | TLTU1 - INTERIOR DESIGN | FALSE | Wall Finish¦Preferred | Wall Finish | FALSE |  | pDiFRwIveCQnZW6ZInHv6p3z78Tk8vRoPG6tdhtODpg= | C:\Temp\vw\test data\ppmd_templates_XDUS1.rvt | GPT
ppmd_templates_XDUS1.rvt | TLTU1 - INTERIOR DESIGN | FALSE | Wall Finish¦Alternate | Wall Finish2 | TRUE | 5a49d499-57b3-4e1f-afc0-4c041c862be1 | pDiFRwIveCQnZW6ZInHv6p3z78Tk8vRoPG6tdhtODpg= | C:\Temp\vw\test data\ppmd_templates_XDUS1.rvt | CT
ppmd_templates_XDUS1.rvt | TLTU1 - INTERIOR DESIGN | FALSE | Ceiling Finish¦Preferred | Ceiling Finish | FALSE |  | pDiFRwIveCQnZW6ZInHv6p3z78Tk8vRoPG6tdhtODpg= | C:\Temp\vw\test data\ppmd_templates_XDUS1.rvt | GPT
ppmd_templates_XDUS1.rvt | TLTU1 - INTERIOR DESIGN | FALSE | Ceiling Finish¦Alternate | Ceiling Finish2 | TRUE | acb31fd1-378b-4329-97b0-400ae39b5bc4 | pDiFRwIveCQnZW6ZInHv6p3z78Tk8vRoPG6tdhtODpg= | C:\Temp\vw\test data\ppmd_templates_XDUS1.rvt | AT1
ppmd_templates_XDUS1.rvt | TLTU1 - INTERIOR DESIGN | FALSE | Room Height¦ft - in | Ceiling_Hgt_IP | TRUE | 9f14ca4f-2465-4385-a17c-7aa549f64c09 | pDiFRwIveCQnZW6ZInHv6p3z78Tk8vRoPG6tdhtODpg= | C:\Temp\vw\test data\ppmd_templates_XDUS1.rvt | 8' - 0"
ppmd_templates_XDUS1.rvt | TLTU1 - INTERIOR DESIGN | FALSE | Room Noise¦Min NC | Noise_NC_MIN | TRUE | 8c49df6c-7d6b-49fd-9459-f57d0921d704 | pDiFRwIveCQnZW6ZInHv6p3z78Tk8vRoPG6tdhtODpg= | C:\Temp\vw\test data\ppmd_templates_XDUS1.rvt | 35
ppmd_templates_XDUS1.rvt | TLTU1 - INTERIOR DESIGN | FALSE | Room Noise¦Max NC | Noise_NC_MAX | TRUE | 629b571a-1c14-443c-b8e8-1130b5edb513 | pDiFRwIveCQnZW6ZInHv6p3z78Tk8vRoPG6tdhtODpg= | C:\Temp\vw\test data\ppmd_templates_XDUS1.rvt | 40
ppmd_templates_XDUS1.rvt | TLTU1 - INTERIOR DESIGN | FALSE | Room Noise¦SC | Noise_SC | TRUE | 44bf9cd1-070a-432c-87d9-26a3211cfe07 | pDiFRwIveCQnZW6ZInHv6p3z78Tk8vRoPG6tdhtODpg= | C:\Temp\vw\test data\ppmd_templates_XDUS1.rvt | 40
ppmd_templates_XDUS1.rvt | XDUS1 - DATA/TELEPHONE EQUIPMENT | FALSE | JSN | JSN | TRUE | 8632cd76-2ab9-457d-8db7-39197de446a2 | pDiFRwIveCQnZW6ZInHv6p3z78Tk8vRoPG6tdhtODpg= | C:\Temp\vw\test data\ppmd_templates_XDUS1.rvt
ppmd_templates_XDUS1.rvt | XDUS1 - DATA/TELEPHONE EQUIPMENT | FALSE | Nomenclature | Nomenclature | TRUE | f004b755-1952-4a21-a1c1-98f41ef6a86c | pDiFRwIveCQnZW6ZInHv6p3z78Tk8vRoPG6tdhtODpg= | C:\Temp\vw\test data\ppmd_templates_XDUS1.rvt
ppmd_templates_XDUS1.rvt | XDUS1 - DATA/TELEPHONE EQUIPMENT | FALSE | Qty | Count | FALSE |  | pDiFRwIveCQnZW6ZInHv6p3z78Tk8vRoPG6tdhtODpg= | C:\Temp\vw\test data\ppmd_templates_XDUS1.rvt
ppmd_templates_XDUS1.rvt | XDUS1 - DATA/TELEPHONE EQUIPMENT | FALSE | Logistics¦AR | CAT_Army | TRUE | fa0e0053-bcc4-42e8-881f-6a4690f994c9 | pDiFRwIveCQnZW6ZInHv6p3z78Tk8vRoPG6tdhtODpg= | C:\Temp\vw\test data\ppmd_templates_XDUS1.rvt
ppmd_templates_XDUS1.rvt | XDUS1 - DATA/TELEPHONE EQUIPMENT | FALSE | Logistics¦NV | CAT_Navy | TRUE | 183e77a6-b75d-41a5-8f81-f6abfee236ec | pDiFRwIveCQnZW6ZInHv6p3z78Tk8vRoPG6tdhtODpg= | C:\Temp\vw\test data\ppmd_templates_XDUS1.rvt
ppmd_templates_XDUS1.rvt | XDUS1 - DATA/TELEPHONE EQUIPMENT | FALSE | Logistics¦AF | CAT_AF | TRUE | 053816d3-2f83-4e72-9b30-0a25ff75573f | pDiFRwIveCQnZW6ZInHv6p3z78Tk8vRoPG6tdhtODpg= | C:\Temp\vw\test data\ppmd_templates_XDUS1.rvt
ppmd_templates_XDUS1.rvt | XDUS1 - DATA/TELEPHONE EQUIPMENT | FALSE | Logistics¦VA | CAT_VA | TRUE | abab06e0-bc20-4958-a9a7-acf73c376614 | pDiFRwIveCQnZW6ZInHv6p3z78Tk8vRoPG6tdhtODpg= | C:\Temp\vw\test data\ppmd_templates_XDUS1.rvt
ppmd_templates_XDUS1.rvt | XDUS1 - ELECTRICAL DESIGN | FALSE | Lighting¦LUX1 | Light_Level_LUX | TRUE | fc853981-f613-4f05-81bd-e48fb947424b | pDiFRwIveCQnZW6ZInHv6p3z78Tk8vRoPG6tdhtODpg= | C:\Temp\vw\test data\ppmd_templates_XDUS1.rvt
ppmd_templates_XDUS1.rvt | XDUS1 - ELECTRICAL DESIGN | FALSE | Lighting¦Footcandles1 | Light_Level_FC | FALSE |  | pDiFRwIveCQnZW6ZInHv6p3z78Tk8vRoPG6tdhtODpg= | C:\Temp\vw\test data\ppmd_templates_XDUS1.rvt
ppmd_templates_XDUS1.rvt | XDUS1 - ELECTRICAL DESIGN | FALSE | Lighting¦LUX2 | Light_Level_LUX2 | TRUE | 172f1cff-58cc-41cd-b888-0e7a81d2bf40 | pDiFRwIveCQnZW6ZInHv6p3z78Tk8vRoPG6tdhtODpg= | C:\Temp\vw\test data\ppmd_templates_XDUS1.rvt
ppmd_templates_XDUS1.rvt | XDUS1 - ELECTRICAL DESIGN | FALSE | Lighting¦Footcandles2 | Light_Level_FC2 | FALSE |  | pDiFRwIveCQnZW6ZInHv6p3z78Tk8vRoPG6tdhtODpg= | C:\Temp\vw\test data\ppmd_templates_XDUS1.rvt
ppmd_templates_XDUS1.rvt | XDUS1 - ELECTRICAL DESIGN | FALSE | Lighting¦Notes | Light_Notes | TRUE | a36245ac-ea57-45c2-bac5-bed4d04a4f78 | pDiFRwIveCQnZW6ZInHv6p3z78Tk8vRoPG6tdhtODpg= | C:\Temp\vw\test data\ppmd_templates_XDUS1.rvt
ppmd_templates_XDUS1.rvt | XDUS1 - ELECTRICAL DESIGN | FALSE | Lighting¦Notes2 | Light_Notes2 | TRUE | 6d0b4891-ce4c-45f8-9560-387866098a10 | pDiFRwIveCQnZW6ZInHv6p3z78Tk8vRoPG6tdhtODpg= | C:\Temp\vw\test data\ppmd_templates_XDUS1.rvt
ppmd_templates_XDUS1.rvt | XDUS1 - ELECTRICAL DESIGN | FALSE | Essential Power¦% Power | ES_Power% | TRUE | 7cbfe71a-865f-4cf4-b400-c67e3939439b | pDiFRwIveCQnZW6ZInHv6p3z78Tk8vRoPG6tdhtODpg= | C:\Temp\vw\test data\ppmd_templates_XDUS1.rvt
ppmd_templates_XDUS1.rvt | XDUS1 - ELECTRICAL DESIGN | FALSE | Essential Power¦% Light | ES_Light% | TRUE | af00a8bb-40cb-434a-a7e5-b4140f3c844f | pDiFRwIveCQnZW6ZInHv6p3z78Tk8vRoPG6tdhtODpg= | C:\Temp\vw\test data\ppmd_templates_XDUS1.rvt
ppmd_templates_XDUS1.rvt | XDUS1 - ELECTRICAL DESIGN | FALSE | Essential Power¦Notes | ES_Notes | TRUE | 0c3ae867-1060-40b5-bb68-261d16a167a0 | pDiFRwIveCQnZW6ZInHv6p3z78Tk8vRoPG6tdhtODpg= | C:\Temp\vw\test data\ppmd_templates_XDUS1.rvt
ppmd_templates_XDUS1.rvt | XDUS1 - EQUIPMENT SCHEDULE | TRUE | JSN | JSN | TRUE | 8632cd76-2ab9-457d-8db7-39197de446a2 | pDiFRwIveCQnZW6ZInHv6p3z78Tk8vRoPG6tdhtODpg= | C:\Temp\vw\test data\ppmd_templates_XDUS1.rvt | A5075¦A5080¦A5107¦A5145¦A5180¦C03F0¦C0036¦CE030¦CS150¦CT020¦E0930¦E0945¦F0205¦F0355¦F2010¦F3200¦M1620¦M1801¦M3072¦M4255¦M4266¦M4655¦M8810¦M8940¦TB020¦X2100
ppmd_templates_XDUS1.rvt | XDUS1 - EQUIPMENT SCHEDULE | TRUE | Nomenclature | Nomenclature | TRUE | f004b755-1952-4a21-a1c1-98f41ef6a86c | pDiFRwIveCQnZW6ZInHv6p3z78Tk8vRoPG6tdhtODpg= | C:\Temp\vw\test data\ppmd_templates_XDUS1.rvt | Dispenser, Soap, Disposable¦Dispenser, Paper Towel, SS, Surface Mounted¦Dispenser, Glove, Surgical/Examination, Wall Mntd¦Hook, Garment, Double, SS, Surface Mounted¦Track, Cubicle, Surface Mounted, With Curtain¦Cabinet, U/C/B, 1 Shelf, 2 Half DR, 2 DO, 36x30x22¦Rail, Apron, 4x30x1¦Cabinet, W/H, 2 SH, 2 GDO, Sloping Top, 38x30x13¦Sink, SS, Single Compartment, 10x19x16 ID¦Countertop, Solid Surface¦Locker, Supply, 6 Drawers, Mobile, 29"W x 20"D¦Mobile, Workstation¦Chair, Side With Arms¦Footstool, Straight¦Basket, Wastepaper, Step-On¦Clock, Battery, 12" Diameter¦Holder, Chart, Patient, Wall or Door Mounted¦Computer, Microprocessing, w/Flat Panel Monitor¦Frame, Infectious Waste Bag w/Lid¦Stand, IV, Adjustable¦Pump, Volumetric, Infusion, Multiple Line¦Stretcher, Mobile, CRS, 9 Position¦Stand, Mayo¦Stool, Anesthesia, With Back¦Warmer, Gel, Ultrasound Probe¦Scanner, Ultrasound, General Purpose
ppmd_templates_XDUS1.rvt | XDUS1 - EQUIPMENT SCHEDULE | TRUE | Qty | Count | FALSE |  | pDiFRwIveCQnZW6ZInHv6p3z78Tk8vRoPG6tdhtODpg= | C:\Temp\vw\test data\ppmd_templates_XDUS1.rvt | 1¦1¦1¦1¦1¦1¦2¦1¦1¦1¦1¦1¦1¦1¦1¦1¦1¦1¦1¦1¦1¦1¦1¦1¦1¦1
ppmd_templates_XDUS1.rvt | XDUS1 - EQUIPMENT SCHEDULE | TRUE | LF | Comments | FALSE |  | pDiFRwIveCQnZW6ZInHv6p3z78Tk8vRoPG6tdhtODpg= | C:\Temp\vw\test data\ppmd_templates_XDUS1.rvt | 12'-0"¦¦¦¦¦5'-0"
ppmd_templates_XDUS1.rvt | XDUS1 - EQUIPMENT SCHEDULE | TRUE | Logistics¦AR | CAT_Army | TRUE | fa0e0053-bcc4-42e8-881f-6a4690f994c9 | pDiFRwIveCQnZW6ZInHv6p3z78Tk8vRoPG6tdhtODpg= | C:\Temp\vw\test data\ppmd_templates_XDUS1.rvt | C¦A¦C¦A¦A¦A¦A¦A¦A¦A¦C¦C¦C¦C¦C¦C¦A¦C¦C¦C¦C¦C¦C¦C¦C¦C
ppmd_templates_XDUS1.rvt | XDUS1 - EQUIPMENT SCHEDULE | TRUE | Logistics¦NA | CAT_Navy | TRUE | 183e77a6-b75d-41a5-8f81-f6abfee236ec | pDiFRwIveCQnZW6ZInHv6p3z78Tk8vRoPG6tdhtODpg= | C:\Temp\vw\test data\ppmd_templates_XDUS1.rvt | C¦A¦C¦A¦A¦A¦A¦A¦A¦A¦C¦C¦C¦C¦C¦C¦A¦C¦C¦C¦C¦C¦C¦C¦C¦C
ppmd_templates_XDUS1.rvt | XDUS1 - EQUIPMENT SCHEDULE | TRUE | Logistics¦AF | CAT_AF | TRUE | 053816d3-2f83-4e72-9b30-0a25ff75573f | pDiFRwIveCQnZW6ZInHv6p3z78Tk8vRoPG6tdhtODpg= | C:\Temp\vw\test data\ppmd_templates_XDUS1.rvt | C¦A¦C¦A¦A¦A¦A¦A¦A¦A¦C¦C¦C¦C¦C¦C¦A¦C¦C¦C¦C¦C¦C¦C¦C¦C
ppmd_templates_XDUS1.rvt | XDUS1 - EQUIPMENT SCHEDULE | TRUE | Logistics¦VA | CAT_VA | TRUE | abab06e0-bc20-4958-a9a7-acf73c376614 | pDiFRwIveCQnZW6ZInHv6p3z78Tk8vRoPG6tdhtODpg= | C:\Temp\vw\test data\ppmd_templates_XDUS1.rvt | C¦A¦C¦A¦A¦A¦A¦A¦A¦A¦C¦C¦C¦C¦C¦C¦A¦C¦C¦C¦C¦C¦C¦C¦C¦C
ppmd_templates_XDUS1.rvt | XDUS1 - EQUIPMENT SCHEDULE | TRUE | Utilities¦1 | UTIL_1_WaterDrain | TRUE | 594b780e-c62e-473b-9f66-4d3db2fa1b7f | pDiFRwIveCQnZW6ZInHv6p3z78Tk8vRoPG6tdhtODpg= | C:\Temp\vw\test data\ppmd_templates_XDUS1.rvt | -¦-¦-¦-¦-¦-¦-¦-¦D¦-¦-¦-¦-¦-¦-¦-¦-¦-¦-¦-¦-¦-¦-¦-¦-¦-
ppmd_templates_XDUS1.rvt | XDUS1 - EQUIPMENT SCHEDULE | TRUE | Utilities¦2 | UTIL_2_Elec | TRUE | 28082216-138e-4a2f-9824-e96dbd7e3cd0 | pDiFRwIveCQnZW6ZInHv6p3z78Tk8vRoPG6tdhtODpg= | C:\Temp\vw\test data\ppmd_templates_XDUS1.rvt | -¦-¦-¦-¦-¦-¦-¦-¦-¦-¦-¦-¦-¦-¦-¦-¦-¦A¦-¦-¦A¦-¦-¦-¦-¦B
ppmd_templates_XDUS1.rvt | XDUS1 - EQUIPMENT SCHEDULE | TRUE | Utilities¦3 | UTIL_3_MedGas | TRUE | 22af1ef2-54f0-4b6e-b40a-7064dfb8769c | pDiFRwIveCQnZW6ZInHv6p3z78Tk8vRoPG6tdhtODpg= | C:\Temp\vw\test data\ppmd_templates_XDUS1.rvt | -¦-¦-¦-¦-¦-¦-¦-¦-¦-¦-¦-¦-¦-¦-¦-¦-¦-¦-¦-¦-¦-¦-¦-¦-¦-
ppmd_templates_XDUS1.rvt | XDUS1 - EQUIPMENT SCHEDULE | TRUE | Utilities¦4 | UTIL_4_MiscGas | TRUE | 745b8c3e-fd4a-4430-994a-d25826e1e484 | pDiFRwIveCQnZW6ZInHv6p3z78Tk8vRoPG6tdhtODpg= | C:\Temp\vw\test data\ppmd_templates_XDUS1.rvt | -¦-¦-¦-¦-¦-¦-¦-¦-¦-¦-¦-¦-¦-¦-¦-¦-¦-¦-¦-¦-¦-¦-¦-¦-¦-
ppmd_templates_XDUS1.rvt | XDUS1 - EQUIPMENT SCHEDULE | TRUE | Utilities¦5 | UTIL_5_NonMedGas | TRUE | 323edf97-d058-44ef-a0fb-1836c80554d8 | pDiFRwIveCQnZW6ZInHv6p3z78Tk8vRoPG6tdhtODpg= | C:\Temp\vw\test data\ppmd_templates_XDUS1.rvt | -¦-¦-¦-¦-¦-¦-¦-¦-¦-¦-¦-¦-¦-¦-¦-¦-¦-¦-¦-¦-¦-¦-¦-¦-¦-
ppmd_templates_XDUS1.rvt | XDUS1 - EQUIPMENT SCHEDULE | TRUE | Utilities¦6 | UTIL_6_Misc | TRUE | 38083e2d-8ba3-4868-9752-742b7a4a9586 | pDiFRwIveCQnZW6ZInHv6p3z78Tk8vRoPG6tdhtODpg= | C:\Temp\vw\test data\ppmd_templates_XDUS1.rvt | -¦-¦-¦-¦-¦-¦-¦-¦-¦-¦-¦-¦-¦-¦-¦-¦-¦-¦-¦-¦-¦-¦-¦-¦-¦-
ppmd_templates_XDUS1.rvt | XDUS1 - INTERIOR DESIGN | FALSE | Floor Finish¦Preferred | Floor Finish | FALSE |  | pDiFRwIveCQnZW6ZInHv6p3z78Tk8vRoPG6tdhtODpg= | C:\Temp\vw\test data\ppmd_templates_XDUS1.rvt | VT
ppmd_templates_XDUS1.rvt | XDUS1 - INTERIOR DESIGN | FALSE | Floor Finish¦Alternate | Floor Finish2 | TRUE | 4030719d-a272-441a-8bfa-d5eb510a1687 | pDiFRwIveCQnZW6ZInHv6p3z78Tk8vRoPG6tdhtODpg= | C:\Temp\vw\test data\ppmd_templates_XDUS1.rvt | SV
ppmd_templates_XDUS1.rvt | XDUS1 - INTERIOR DESIGN | FALSE | Wall Finish¦Preferred | Wall Finish | FALSE |  | pDiFRwIveCQnZW6ZInHv6p3z78Tk8vRoPG6tdhtODpg= | C:\Temp\vw\test data\ppmd_templates_XDUS1.rvt | GLG
ppmd_templates_XDUS1.rvt | XDUS1 - INTERIOR DESIGN | FALSE | Wall Finish¦Alternate | Wall Finish2 | TRUE | 5a49d499-57b3-4e1f-afc0-4c041c862be1 | pDiFRwIveCQnZW6ZInHv6p3z78Tk8vRoPG6tdhtODpg= | C:\Temp\vw\test data\ppmd_templates_XDUS1.rvt
ppmd_templates_XDUS1.rvt | XDUS1 - INTERIOR DESIGN | FALSE | Ceiling Finish¦Preferred | Ceiling Finish | FALSE |  | pDiFRwIveCQnZW6ZInHv6p3z78Tk8vRoPG6tdhtODpg= | C:\Temp\vw\test data\ppmd_templates_XDUS1.rvt | AT2
ppmd_templates_XDUS1.rvt | XDUS1 - INTERIOR DESIGN | FALSE | Ceiling Finish¦Alternate | Ceiling Finish2 | TRUE | acb31fd1-378b-4329-97b0-400ae39b5bc4 | pDiFRwIveCQnZW6ZInHv6p3z78Tk8vRoPG6tdhtODpg= | C:\Temp\vw\test data\ppmd_templates_XDUS1.rvt
ppmd_templates_XDUS1.rvt | XDUS1 - INTERIOR DESIGN | FALSE | Room Height¦ft - in | Ceiling_Hgt_IP | TRUE | 9f14ca4f-2465-4385-a17c-7aa549f64c09 | pDiFRwIveCQnZW6ZInHv6p3z78Tk8vRoPG6tdhtODpg= | C:\Temp\vw\test data\ppmd_templates_XDUS1.rvt | 8' - 0"
ppmd_templates_XDUS1.rvt | XDUS1 - INTERIOR DESIGN | FALSE | Room Noise¦Min NC | Noise_NC_MIN | TRUE | 8c49df6c-7d6b-49fd-9459-f57d0921d704 | pDiFRwIveCQnZW6ZInHv6p3z78Tk8vRoPG6tdhtODpg= | C:\Temp\vw\test data\ppmd_templates_XDUS1.rvt | 30
ppmd_templates_XDUS1.rvt | XDUS1 - INTERIOR DESIGN | FALSE | Room Noise¦Max NC | Noise_NC_MAX | TRUE | 629b571a-1c14-443c-b8e8-1130b5edb513 | pDiFRwIveCQnZW6ZInHv6p3z78Tk8vRoPG6tdhtODpg= | C:\Temp\vw\test data\ppmd_templates_XDUS1.rvt | 35
ppmd_templates_XDUS1.rvt | XDUS1 - INTERIOR DESIGN | FALSE | Room Noise¦SC | Noise_SC | TRUE | 44bf9cd1-070a-432c-87d9-26a3211cfe07 | pDiFRwIveCQnZW6ZInHv6p3z78Tk8vRoPG6tdhtODpg= | C:\Temp\vw\test data\ppmd_templates_XDUS1.rvt | 45
ppmd_templates_XDUS1.rvt | XDUS1 - MECHANICAL DESIGN | FALSE | Air Balance | Air_Balance | TRUE | 587b3cf9-4450-4d95-b8ef-0e93665dbd91 | pDiFRwIveCQnZW6ZInHv6p3z78Tk8vRoPG6tdhtODpg= | C:\Temp\vw\test data\ppmd_templates_XDUS1.rvt | --
ppmd_templates_XDUS1.rvt | XDUS1 - MECHANICAL DESIGN | FALSE | Air Changes Total | Air_Changes_Total | TRUE | 3988d7f3-0f28-4410-866c-5bc65e1d842a | pDiFRwIveCQnZW6ZInHv6p3z78Tk8vRoPG6tdhtODpg= | C:\Temp\vw\test data\ppmd_templates_XDUS1.rvt | 6
ppmd_templates_XDUS1.rvt | XDUS1 - MECHANICAL DESIGN | FALSE | Air Changes OA | Air_Changes_OA | TRUE | b7af949f-3b64-4f85-9391-d9f17dcaad1e | pDiFRwIveCQnZW6ZInHv6p3z78Tk8vRoPG6tdhtODpg= | C:\Temp\vw\test data\ppmd_templates_XDUS1.rvt | 2
ppmd_templates_XDUS1.rvt | XDUS1 - MECHANICAL DESIGN | FALSE | 100% Exhaust Air | Exhaust_Air_100% | TRUE | 62b97784-583b-47d5-90a3-a90bbb961b6e | pDiFRwIveCQnZW6ZInHv6p3z78Tk8vRoPG6tdhtODpg= | C:\Temp\vw\test data\ppmd_templates_XDUS1.rvt
ppmd_templates_XDUS1.rvt | XDUS1 - MECHANICAL DESIGN | FALSE | Summer Temp¦F | Temp_Summer_F | TRUE | 1cbf6964-bd0f-4852-b367-ef4828e2e2cc | pDiFRwIveCQnZW6ZInHv6p3z78Tk8vRoPG6tdhtODpg= | C:\Temp\vw\test data\ppmd_templates_XDUS1.rvt | 0
ppmd_templates_XDUS1.rvt | XDUS1 - MECHANICAL DESIGN | FALSE | Summer Temp¦C | Temp_Summer_C | FALSE |  | pDiFRwIveCQnZW6ZInHv6p3z78Tk8vRoPG6tdhtODpg= | C:\Temp\vw\test data\ppmd_templates_XDUS1.rvt | -18
ppmd_templates_XDUS1.rvt | XDUS1 - MECHANICAL DESIGN | FALSE | Summer Temp¦Note | Temp_Summer_Note | TRUE | 6248fa3c-bb43-4e1c-91bb-60e102e573b7 | pDiFRwIveCQnZW6ZInHv6p3z78Tk8vRoPG6tdhtODpg= | C:\Temp\vw\test data\ppmd_templates_XDUS1.rvt
ppmd_templates_XDUS1.rvt | XDUS1 - MECHANICAL DESIGN | FALSE | Winter Temp¦F | Temp_Winter_F | TRUE | b4f9888f-41ad-47ef-a6af-145b3de732c9 | pDiFRwIveCQnZW6ZInHv6p3z78Tk8vRoPG6tdhtODpg= | C:\Temp\vw\test data\ppmd_templates_XDUS1.rvt | 73
ppmd_templates_XDUS1.rvt | XDUS1 - MECHANICAL DESIGN | FALSE | Winter Temp¦C | Temp_Winter_C | FALSE |  | pDiFRwIveCQnZW6ZInHv6p3z78Tk8vRoPG6tdhtODpg= | C:\Temp\vw\test data\ppmd_templates_XDUS1.rvt | 23
ppmd_templates_XDUS1.rvt | XDUS1 - MECHANICAL DESIGN | FALSE | Winter Temp¦Note | Temp_Winter_Note | TRUE | aacd83fc-f530-464e-b089-01667d3c52cd | pDiFRwIveCQnZW6ZInHv6p3z78Tk8vRoPG6tdhtODpg= | C:\Temp\vw\test data\ppmd_templates_XDUS1.rvt
ppmd_templates_XDUS1.rvt | XDUS1 - MECHANICAL DESIGN | FALSE | Max Relative Humidity | Relative_Humidity | TRUE | 36ead6c1-4384-4a65-8654-06a60aef94cb | pDiFRwIveCQnZW6ZInHv6p3z78Tk8vRoPG6tdhtODpg= | C:\Temp\vw\test data\ppmd_templates_XDUS1.rvt | -
ppmd_templates_XDUS1.rvt | XDUS1 - MECHANICAL DESIGN | FALSE | Filtration¦Interm % | Filtration_Inter_% | TRUE | 4f03ad65-f905-419e-a0cf-8f58fe921fbc | pDiFRwIveCQnZW6ZInHv6p3z78Tk8vRoPG6tdhtODpg= | C:\Temp\vw\test data\ppmd_templates_XDUS1.rvt | 14
ppmd_templates_XDUS1.rvt | XDUS1 - MECHANICAL DESIGN | FALSE | Filtration¦Final % | Filtration_Final_% | TRUE | cc736e5f-46f5-476a-8d0a-ceb32d8d4e5a | pDiFRwIveCQnZW6ZInHv6p3z78Tk8vRoPG6tdhtODpg= | C:\Temp\vw\test data\ppmd_templates_XDUS1.rvt | -
ppmd_templates_XDUS1.rvt | XDUS1 - MECHANICAL DESIGN | FALSE | Notes | Mech_Notes | TRUE | a32df790-0ab9-4c4a-b19c-511c2eef6d56 | pDiFRwIveCQnZW6ZInHv6p3z78Tk8vRoPG6tdhtODpg= | C:\Temp\vw\test data\ppmd_templates_XDUS1.rvt | -
ppmd_templates_XDUS1.rvt | XDUS1 - MEDICAL GAS DESIGN | FALSE | MCA | MedGas_MCA | TRUE | 3b23ea7f-b9f1-4749-8a2b-eb6a4fab4cdc | pDiFRwIveCQnZW6ZInHv6p3z78Tk8vRoPG6tdhtODpg= | C:\Temp\vw\test data\ppmd_templates_XDUS1.rvt
ppmd_templates_XDUS1.rvt | XDUS1 - MEDICAL GAS DESIGN | FALSE | DCA | MedGas_DCA | TRUE | 20dc9c73-7465-4e8a-8300-4a8b5a46a91c | pDiFRwIveCQnZW6ZInHv6p3z78Tk8vRoPG6tdhtODpg= | C:\Temp\vw\test data\ppmd_templates_XDUS1.rvt | -
ppmd_templates_XDUS1.rvt | XDUS1 - MEDICAL GAS DESIGN | FALSE | LA | MedGas_LA | TRUE | 99801083-d820-4c5f-ad07-ab168e1bbda0 | pDiFRwIveCQnZW6ZInHv6p3z78Tk8vRoPG6tdhtODpg= | C:\Temp\vw\test data\ppmd_templates_XDUS1.rvt | -
ppmd_templates_XDUS1.rvt | XDUS1 - MEDICAL GAS DESIGN | FALSE | PA | MedGas_PA | TRUE | 55793ba6-1647-428e-86f6-5ce4153c7f2e | pDiFRwIveCQnZW6ZInHv6p3z78Tk8vRoPG6tdhtODpg= | C:\Temp\vw\test data\ppmd_templates_XDUS1.rvt | -
ppmd_templates_XDUS1.rvt | XDUS1 - MEDICAL GAS DESIGN | FALSE | MV | MedGas_MV | TRUE | 0a0bec6d-9172-4a2c-9fb3-7616a08f677a | pDiFRwIveCQnZW6ZInHv6p3z78Tk8vRoPG6tdhtODpg= | C:\Temp\vw\test data\ppmd_templates_XDUS1.rvt | 1
ppmd_templates_XDUS1.rvt | XDUS1 - MEDICAL GAS DESIGN | FALSE | DHV | MedGas_DHV | TRUE | 79779898-9917-494b-a027-0013b44e14f1 | pDiFRwIveCQnZW6ZInHv6p3z78Tk8vRoPG6tdhtODpg= | C:\Temp\vw\test data\ppmd_templates_XDUS1.rvt | -
ppmd_templates_XDUS1.rvt | XDUS1 - MEDICAL GAS DESIGN | FALSE | DLV | MedGas_DLV | TRUE | bcdcef93-2e56-440a-a8f7-e9973eadba59 | pDiFRwIveCQnZW6ZInHv6p3z78Tk8vRoPG6tdhtODpg= | C:\Temp\vw\test data\ppmd_templates_XDUS1.rvt | -
ppmd_templates_XDUS1.rvt | XDUS1 - MEDICAL GAS DESIGN | FALSE | LDE | MedGas_LDE | TRUE | cc6496eb-fa04-4455-81d4-1dfb1e6aaa52 | pDiFRwIveCQnZW6ZInHv6p3z78Tk8vRoPG6tdhtODpg= | C:\Temp\vw\test data\ppmd_templates_XDUS1.rvt | -
ppmd_templates_XDUS1.rvt | XDUS1 - MEDICAL GAS DESIGN | FALSE | OX | MedGas_OX | TRUE | 59f6c2e0-639e-4476-adf0-a5c19b1199db | pDiFRwIveCQnZW6ZInHv6p3z78Tk8vRoPG6tdhtODpg= | C:\Temp\vw\test data\ppmd_templates_XDUS1.rvt | 1
ppmd_templates_XDUS1.rvt | XDUS1 - MEDICAL GAS DESIGN | FALSE | NO | MedGas_NO | TRUE | 1f31b342-99ad-494b-90ce-f27b8fc04b75 | pDiFRwIveCQnZW6ZInHv6p3z78Tk8vRoPG6tdhtODpg= | C:\Temp\vw\test data\ppmd_templates_XDUS1.rvt | -
ppmd_templates_XDUS1.rvt | XDUS1 - MEDICAL GAS DESIGN | FALSE | NI | MedGas_NI | TRUE | ea24567d-1f4e-45f9-907f-a79ef8b323b1 | pDiFRwIveCQnZW6ZInHv6p3z78Tk8vRoPG6tdhtODpg= | C:\Temp\vw\test data\ppmd_templates_XDUS1.rvt | -
ppmd_templates_XDUS1.rvt | XDUS1 - MEDICAL GAS DESIGN | FALSE | WAGD | MedGas_WAGD | TRUE | 1aa3572e-5073-44b4-acb3-ff8739230b69 | pDiFRwIveCQnZW6ZInHv6p3z78Tk8vRoPG6tdhtODpg= | C:\Temp\vw\test data\ppmd_templates_XDUS1.rvt | -
ppmd_templates_XDUS1.rvt | XDUS1 - MEDICAL GAS DESIGN | FALSE | Notes1 | MedGas_Notes | TRUE | 69d1283f-21ef-46f3-9ebb-e36d00ef4da3 | pDiFRwIveCQnZW6ZInHv6p3z78Tk8vRoPG6tdhtODpg= | C:\Temp\vw\test data\ppmd_templates_XDUS1.rvt
ppmd_templates_XDUS1.rvt | XDUS1 - MEDICAL GAS DESIGN | FALSE | Notes2 | MedGas_Notes2 | TRUE | 867f4341-094b-4cc7-b128-8c28392e09cd | pDiFRwIveCQnZW6ZInHv6p3z78Tk8vRoPG6tdhtODpg= | C:\Temp\vw\test data\ppmd_templates_XDUS1.rvt
ppmd_templates_XDUS1.rvt | XDUS1 - STRUCTURAL DESIGN | FALSE | Structural Load¦psf | Str_FloorLoad_psf | TRUE | 654b90c9-d71e-4bcd-9f27-a1532becca95 | pDiFRwIveCQnZW6ZInHv6p3z78Tk8vRoPG6tdhtODpg= | C:\Temp\vw\test data\ppmd_templates_XDUS1.rvt | 60
ppmd_templates_XDUS1.rvt | XDUS1 - STRUCTURAL DESIGN | FALSE | Structural Load¦kPA | Str_FloorLoad_kPA | FALSE |  | pDiFRwIveCQnZW6ZInHv6p3z78Tk8vRoPG6tdhtODpg= | C:\Temp\vw\test data\ppmd_templates_XDUS1.rvt | 3
ppmd_templates_XDUS1.rvt | XDUS1 - STRUCTURAL DESIGN | FALSE | Notes | Str_Notes | TRUE | 509b36e6-cf53-4158-b357-61e3cedd6faa | pDiFRwIveCQnZW6ZInHv6p3z78Tk8vRoPG6tdhtODpg= | C:\Temp\vw\test data\ppmd_templates_XDUS1.rvt
ppmd_templates_XDUS1.rvt | XDUS1/TLTU1 - DOOR SCHEDULE | FALSE | Mark | Construction Type | FALSE |  | pDiFRwIveCQnZW6ZInHv6p3z78Tk8vRoPG6tdhtODpg= | C:\Temp\vw\test data\ppmd_templates_XDUS1.rvt | A
ppmd_templates_XDUS1.rvt | XDUS1/TLTU1 - DOOR SCHEDULE | FALSE | Type | Family | FALSE |  | pDiFRwIveCQnZW6ZInHv6p3z78Tk8vRoPG6tdhtODpg= | C:\Temp\vw\test data\ppmd_templates_XDUS1.rvt | Single-Flush
ppmd_templates_XDUS1.rvt | XDUS1/TLTU1 - DOOR SCHEDULE | FALSE | Count | Count | FALSE |  | pDiFRwIveCQnZW6ZInHv6p3z78Tk8vRoPG6tdhtODpg= | C:\Temp\vw\test data\ppmd_templates_XDUS1.rvt | 2
ppmd_templates_XDUS1.rvt | XDUS1/TLTU1 - DOOR SCHEDULE | FALSE | Height¦ft - in | Height | FALSE |  | pDiFRwIveCQnZW6ZInHv6p3z78Tk8vRoPG6tdhtODpg= | C:\Temp\vw\test data\ppmd_templates_XDUS1.rvt | 7' - 0"
ppmd_templates_XDUS1.rvt | XDUS1/TLTU1 - DOOR SCHEDULE | FALSE | Width¦ft - in | Width | FALSE |  | pDiFRwIveCQnZW6ZInHv6p3z78Tk8vRoPG6tdhtODpg= | C:\Temp\vw\test data\ppmd_templates_XDUS1.rvt | 3' - 0"
ppmd_templates_XDUS1.rvt | XDUS1/TLTU1 - DOOR SCHEDULE | FALSE | Notes | Type Comments | FALSE |  | pDiFRwIveCQnZW6ZInHv6p3z78Tk8vRoPG6tdhtODpg= | C:\Temp\vw\test data\ppmd_templates_XDUS1.rvt
ppmd_templates_XVC01.rvt | Data Device Schedule | FALSE | Mark | Mark | TRUE | edcc09c4-d94d-408f-8514-ab75832a5f8a | xHJzcePGy3GpOAAZzCoqXB9WPB77CaxoE3d3LzpQ1jE= | C:\Temp\vw\test data\ppmd_templates_XVC01.rvt
ppmd_templates_XVC01.rvt | Data Device Schedule | FALSE | Family | Family | FALSE |  | xHJzcePGy3GpOAAZzCoqXB9WPB77CaxoE3d3LzpQ1jE= | C:\Temp\vw\test data\ppmd_templates_XVC01.rvt
ppmd_templates_XVC01.rvt | Data Device Schedule | FALSE | OmniClass Number | OmniClass Number | FALSE |  | xHJzcePGy3GpOAAZzCoqXB9WPB77CaxoE3d3LzpQ1jE= | C:\Temp\vw\test data\ppmd_templates_XVC01.rvt
ppmd_templates_XVC01.rvt | Data Device Schedule | FALSE | Type | Type | FALSE |  | xHJzcePGy3GpOAAZzCoqXB9WPB77CaxoE3d3LzpQ1jE= | C:\Temp\vw\test data\ppmd_templates_XVC01.rvt
ppmd_templates_XVC01.rvt | Data Device Schedule | FALSE | Count | Count | FALSE |  | xHJzcePGy3GpOAAZzCoqXB9WPB77CaxoE3d3LzpQ1jE= | C:\Temp\vw\test data\ppmd_templates_XVC01.rvt
ppmd_templates_XVC01.rvt | XVC01 - DATA/TELEPHONE EQUIPMENT | FALSE | JSN | JSN | TRUE | 8632cd76-2ab9-457d-8db7-39197de446a2 | xHJzcePGy3GpOAAZzCoqXB9WPB77CaxoE3d3LzpQ1jE= | C:\Temp\vw\test data\ppmd_templates_XVC01.rvt
ppmd_templates_XVC01.rvt | XVC01 - DATA/TELEPHONE EQUIPMENT | FALSE | Nomenclature | Nomenclature | TRUE | f004b755-1952-4a21-a1c1-98f41ef6a86c | xHJzcePGy3GpOAAZzCoqXB9WPB77CaxoE3d3LzpQ1jE= | C:\Temp\vw\test data\ppmd_templates_XVC01.rvt
ppmd_templates_XVC01.rvt | XVC01 - DATA/TELEPHONE EQUIPMENT | FALSE | Qty | Count | FALSE |  | xHJzcePGy3GpOAAZzCoqXB9WPB77CaxoE3d3LzpQ1jE= | C:\Temp\vw\test data\ppmd_templates_XVC01.rvt
ppmd_templates_XVC01.rvt | XVC01 - DATA/TELEPHONE EQUIPMENT | FALSE | Logistics¦AR | CAT_Army | TRUE | fa0e0053-bcc4-42e8-881f-6a4690f994c9 | xHJzcePGy3GpOAAZzCoqXB9WPB77CaxoE3d3LzpQ1jE= | C:\Temp\vw\test data\ppmd_templates_XVC01.rvt
ppmd_templates_XVC01.rvt | XVC01 - DATA/TELEPHONE EQUIPMENT | FALSE | Logistics¦NA | CAT_Navy | TRUE | 183e77a6-b75d-41a5-8f81-f6abfee236ec | xHJzcePGy3GpOAAZzCoqXB9WPB77CaxoE3d3LzpQ1jE= | C:\Temp\vw\test data\ppmd_templates_XVC01.rvt
ppmd_templates_XVC01.rvt | XVC01 - DATA/TELEPHONE EQUIPMENT | FALSE | Logistics¦AF | CAT_AF | TRUE | 053816d3-2f83-4e72-9b30-0a25ff75573f | xHJzcePGy3GpOAAZzCoqXB9WPB77CaxoE3d3LzpQ1jE= | C:\Temp\vw\test data\ppmd_templates_XVC01.rvt
ppmd_templates_XVC01.rvt | XVC01 - DATA/TELEPHONE EQUIPMENT | FALSE | Logistics¦VA | CAT_VA | TRUE | abab06e0-bc20-4958-a9a7-acf73c376614 | xHJzcePGy3GpOAAZzCoqXB9WPB77CaxoE3d3LzpQ1jE= | C:\Temp\vw\test data\ppmd_templates_XVC01.rvt
ppmd_templates_XVC01.rvt | XVC01 - DOOR SCHEDULE | FALSE | Mark | Construction Type | FALSE |  | xHJzcePGy3GpOAAZzCoqXB9WPB77CaxoE3d3LzpQ1jE= | C:\Temp\vw\test data\ppmd_templates_XVC01.rvt | A
ppmd_templates_XVC01.rvt | XVC01 - DOOR SCHEDULE | FALSE | Type | Family | FALSE |  | xHJzcePGy3GpOAAZzCoqXB9WPB77CaxoE3d3LzpQ1jE= | C:\Temp\vw\test data\ppmd_templates_XVC01.rvt | Single-Flush
ppmd_templates_XVC01.rvt | XVC01 - DOOR SCHEDULE | FALSE | Count | Count | FALSE |  | xHJzcePGy3GpOAAZzCoqXB9WPB77CaxoE3d3LzpQ1jE= | C:\Temp\vw\test data\ppmd_templates_XVC01.rvt | 1
ppmd_templates_XVC01.rvt | XVC01 - DOOR SCHEDULE | FALSE | Height¦ft - in | Height | FALSE |  | xHJzcePGy3GpOAAZzCoqXB9WPB77CaxoE3d3LzpQ1jE= | C:\Temp\vw\test data\ppmd_templates_XVC01.rvt | 7' - 0"
ppmd_templates_XVC01.rvt | XVC01 - DOOR SCHEDULE | FALSE | Width¦ft - in | Width | FALSE |  | xHJzcePGy3GpOAAZzCoqXB9WPB77CaxoE3d3LzpQ1jE= | C:\Temp\vw\test data\ppmd_templates_XVC01.rvt | 3' - 0"
ppmd_templates_XVC01.rvt | XVC01 - DOOR SCHEDULE | FALSE | Notes | Type Comments | FALSE |  | xHJzcePGy3GpOAAZzCoqXB9WPB77CaxoE3d3LzpQ1jE= | C:\Temp\vw\test data\ppmd_templates_XVC01.rvt
ppmd_templates_XVC01.rvt | XVC01 - ELECTRICAL DESIGN | FALSE | Lighting¦LUX1 | Light_Level_LUX | TRUE | fc853981-f613-4f05-81bd-e48fb947424b | xHJzcePGy3GpOAAZzCoqXB9WPB77CaxoE3d3LzpQ1jE= | C:\Temp\vw\test data\ppmd_templates_XVC01.rvt | 300
ppmd_templates_XVC01.rvt | XVC01 - ELECTRICAL DESIGN | FALSE | Lighting¦Footcandles1 | Light_Level_FC | FALSE |  | xHJzcePGy3GpOAAZzCoqXB9WPB77CaxoE3d3LzpQ1jE= | C:\Temp\vw\test data\ppmd_templates_XVC01.rvt | 28
ppmd_templates_XVC01.rvt | XVC01 - ELECTRICAL DESIGN | FALSE | Lighting¦LUX2 | Light_Level_LUX2 | TRUE | 172f1cff-58cc-41cd-b888-0e7a81d2bf40 | xHJzcePGy3GpOAAZzCoqXB9WPB77CaxoE3d3LzpQ1jE= | C:\Temp\vw\test data\ppmd_templates_XVC01.rvt
ppmd_templates_XVC01.rvt | XVC01 - ELECTRICAL DESIGN | FALSE | Lighting¦Footcandles2 | Light_Level_FC2 | FALSE |  | xHJzcePGy3GpOAAZzCoqXB9WPB77CaxoE3d3LzpQ1jE= | C:\Temp\vw\test data\ppmd_templates_XVC01.rvt
ppmd_templates_XVC01.rvt | XVC01 - ELECTRICAL DESIGN | FALSE | Lighting¦Notes | Light_Notes | TRUE | a36245ac-ea57-45c2-bac5-bed4d04a4f78 | xHJzcePGy3GpOAAZzCoqXB9WPB77CaxoE3d3LzpQ1jE= | C:\Temp\vw\test data\ppmd_templates_XVC01.rvt
ppmd_templates_XVC01.rvt | XVC01 - ELECTRICAL DESIGN | FALSE | Lighting¦Notes2 | Light_Notes2 | TRUE | 6d0b4891-ce4c-45f8-9560-387866098a10 | xHJzcePGy3GpOAAZzCoqXB9WPB77CaxoE3d3LzpQ1jE= | C:\Temp\vw\test data\ppmd_templates_XVC01.rvt
ppmd_templates_XVC01.rvt | XVC01 - ELECTRICAL DESIGN | FALSE | Essential Power¦% Power | ES_Power% | TRUE | 7cbfe71a-865f-4cf4-b400-c67e3939439b | xHJzcePGy3GpOAAZzCoqXB9WPB77CaxoE3d3LzpQ1jE= | C:\Temp\vw\test data\ppmd_templates_XVC01.rvt
ppmd_templates_XVC01.rvt | XVC01 - ELECTRICAL DESIGN | FALSE | Essential Power¦% Light | ES_Light% | TRUE | af00a8bb-40cb-434a-a7e5-b4140f3c844f | xHJzcePGy3GpOAAZzCoqXB9WPB77CaxoE3d3LzpQ1jE= | C:\Temp\vw\test data\ppmd_templates_XVC01.rvt
ppmd_templates_XVC01.rvt | XVC01 - ELECTRICAL DESIGN | FALSE | Essential Power¦Notes | ES_Notes | TRUE | 0c3ae867-1060-40b5-bb68-261d16a167a0 | xHJzcePGy3GpOAAZzCoqXB9WPB77CaxoE3d3LzpQ1jE= | C:\Temp\vw\test data\ppmd_templates_XVC01.rvt
ppmd_templates_XVC01.rvt | XVC01 - EQUIPMENT SCHEDULE | TRUE | JSN | JSN | TRUE | 8632cd76-2ab9-457d-8db7-39197de446a2 | xHJzcePGy3GpOAAZzCoqXB9WPB77CaxoE3d3LzpQ1jE= | C:\Temp\vw\test data\ppmd_templates_XVC01.rvt | A5145¦E0045¦F0275¦F0775¦F2000¦F3200¦M1801¦M1825¦X3990¦X4124¦X4390
ppmd_templates_XVC01.rvt | XVC01 - EQUIPMENT SCHEDULE | TRUE | Nomenclature | Nomenclature | TRUE | f004b755-1952-4a21-a1c1-98f41ef6a86c | xHJzcePGy3GpOAAZzCoqXB9WPB77CaxoE3d3LzpQ1jE= | C:\Temp\vw\test data\ppmd_templates_XVC01.rvt | Hook, Garment, Double, SS, Surface Mounted¦Workcenter, Computer, Free Standing, 60" W¦Chair, Swivel, High Back¦Table, Work, 2 Drawer¦Basket, Wastepaper, Round, Metal¦Clock, Battery, 12" Diameter¦Computer, Microprocessing, w/Flat Panel Monitor¦Printer, Computer¦Illuminator, Film, 4 Panels, Wall Mounted¦Console, PACS, Remote View, 2k X 2k, 4 Monitors¦Viewer, Spot, High Intensity
ppmd_templates_XVC01.rvt | XVC01 - EQUIPMENT SCHEDULE | TRUE | Qty | Count | FALSE |  | xHJzcePGy3GpOAAZzCoqXB9WPB77CaxoE3d3LzpQ1jE= | C:\Temp\vw\test data\ppmd_templates_XVC01.rvt | 1¦1¦2¦1¦2¦1¦1¦1¦1¦1¦1
ppmd_templates_XVC01.rvt | XVC01 - EQUIPMENT SCHEDULE | TRUE | LF | Comments | FALSE |  | xHJzcePGy3GpOAAZzCoqXB9WPB77CaxoE3d3LzpQ1jE= | C:\Temp\vw\test data\ppmd_templates_XVC01.rvt
ppmd_templates_XVC01.rvt | XVC01 - EQUIPMENT SCHEDULE | TRUE | Logistics¦AR | CAT_Army | TRUE | fa0e0053-bcc4-42e8-881f-6a4690f994c9 | xHJzcePGy3GpOAAZzCoqXB9WPB77CaxoE3d3LzpQ1jE= | C:\Temp\vw\test data\ppmd_templates_XVC01.rvt | A¦C¦C¦C¦C¦C¦C¦C¦C¦C¦C
ppmd_templates_XVC01.rvt | XVC01 - EQUIPMENT SCHEDULE | TRUE | Logistics¦NA | CAT_Navy | TRUE | 183e77a6-b75d-41a5-8f81-f6abfee236ec | xHJzcePGy3GpOAAZzCoqXB9WPB77CaxoE3d3LzpQ1jE= | C:\Temp\vw\test data\ppmd_templates_XVC01.rvt | A¦C¦C¦C¦C¦C¦C¦C¦C¦C¦C
ppmd_templates_XVC01.rvt | XVC01 - EQUIPMENT SCHEDULE | TRUE | Logistics¦AF | CAT_AF | TRUE | 053816d3-2f83-4e72-9b30-0a25ff75573f | xHJzcePGy3GpOAAZzCoqXB9WPB77CaxoE3d3LzpQ1jE= | C:\Temp\vw\test data\ppmd_templates_XVC01.rvt | A¦C¦C¦C¦C¦C¦C¦C¦C¦-¦C
ppmd_templates_XVC01.rvt | XVC01 - EQUIPMENT SCHEDULE | TRUE | Logistics¦VA | CAT_VA | TRUE | abab06e0-bc20-4958-a9a7-acf73c376614 | xHJzcePGy3GpOAAZzCoqXB9WPB77CaxoE3d3LzpQ1jE= | C:\Temp\vw\test data\ppmd_templates_XVC01.rvt | A¦C¦C¦C¦C¦C¦C¦C¦C¦-¦C
ppmd_templates_XVC01.rvt | XVC01 - EQUIPMENT SCHEDULE | TRUE | Utilities¦1 | UTIL_1_WaterDrain | TRUE | 594b780e-c62e-473b-9f66-4d3db2fa1b7f | xHJzcePGy3GpOAAZzCoqXB9WPB77CaxoE3d3LzpQ1jE= | C:\Temp\vw\test data\ppmd_templates_XVC01.rvt | -¦-¦-¦-¦-¦-¦-¦-¦-¦-¦-
ppmd_templates_XVC01.rvt | XVC01 - EQUIPMENT SCHEDULE | TRUE | Utilities¦2 | UTIL_2_Elec | TRUE | 28082216-138e-4a2f-9824-e96dbd7e3cd0 | xHJzcePGy3GpOAAZzCoqXB9WPB77CaxoE3d3LzpQ1jE= | C:\Temp\vw\test data\ppmd_templates_XVC01.rvt | -¦-¦-¦-¦-¦-¦A¦A¦A¦A¦A
ppmd_templates_XVC01.rvt | XVC01 - EQUIPMENT SCHEDULE | TRUE | Utilities¦3 | UTIL_3_MedGas | TRUE | 22af1ef2-54f0-4b6e-b40a-7064dfb8769c | xHJzcePGy3GpOAAZzCoqXB9WPB77CaxoE3d3LzpQ1jE= | C:\Temp\vw\test data\ppmd_templates_XVC01.rvt | -¦-¦-¦-¦-¦-¦-¦-¦-¦-¦-
ppmd_templates_XVC01.rvt | XVC01 - EQUIPMENT SCHEDULE | TRUE | Utilities¦4 | UTIL_4_MiscGas | TRUE | 745b8c3e-fd4a-4430-994a-d25826e1e484 | xHJzcePGy3GpOAAZzCoqXB9WPB77CaxoE3d3LzpQ1jE= | C:\Temp\vw\test data\ppmd_templates_XVC01.rvt | -¦-¦-¦-¦-¦-¦-¦-¦-¦-¦-
ppmd_templates_XVC01.rvt | XVC01 - EQUIPMENT SCHEDULE | TRUE | Utilities¦5 | UTIL_5_NonMedGas | TRUE | 323edf97-d058-44ef-a0fb-1836c80554d8 | xHJzcePGy3GpOAAZzCoqXB9WPB77CaxoE3d3LzpQ1jE= | C:\Temp\vw\test data\ppmd_templates_XVC01.rvt | -¦-¦-¦-¦-¦-¦-¦-¦-¦-¦-
ppmd_templates_XVC01.rvt | XVC01 - EQUIPMENT SCHEDULE | TRUE | Utilities¦6 | UTIL_6_Misc | TRUE | 38083e2d-8ba3-4868-9752-742b7a4a9586 | xHJzcePGy3GpOAAZzCoqXB9WPB77CaxoE3d3LzpQ1jE= | C:\Temp\vw\test data\ppmd_templates_XVC01.rvt | -¦-¦-¦-¦-¦-¦-¦-¦-¦-¦-
ppmd_templates_XVC01.rvt | XVC01 - INTERIOR DESIGN | FALSE | Floor Finish¦Preferred | Floor Finish | FALSE |  | xHJzcePGy3GpOAAZzCoqXB9WPB77CaxoE3d3LzpQ1jE= | C:\Temp\vw\test data\ppmd_templates_XVC01.rvt | UT
ppmd_templates_XVC01.rvt | XVC01 - INTERIOR DESIGN | FALSE | Floor Finish¦Alternate | Floor Finish2 | TRUE | 4030719d-a272-441a-8bfa-d5eb510a1687 | xHJzcePGy3GpOAAZzCoqXB9WPB77CaxoE3d3LzpQ1jE= | C:\Temp\vw\test data\ppmd_templates_XVC01.rvt | US
ppmd_templates_XVC01.rvt | XVC01 - INTERIOR DESIGN | FALSE | Wall Finish¦Preferred | Wall Finish | FALSE |  | xHJzcePGy3GpOAAZzCoqXB9WPB77CaxoE3d3LzpQ1jE= | C:\Temp\vw\test data\ppmd_templates_XVC01.rvt | GPT
ppmd_templates_XVC01.rvt | XVC01 - INTERIOR DESIGN | FALSE | Wall Finish¦Alternate | Wall Finish2 | TRUE | 5a49d499-57b3-4e1f-afc0-4c041c862be1 | xHJzcePGy3GpOAAZzCoqXB9WPB77CaxoE3d3LzpQ1jE= | C:\Temp\vw\test data\ppmd_templates_XVC01.rvt | GLG
ppmd_templates_XVC01.rvt | XVC01 - INTERIOR DESIGN | FALSE | Ceiling Finish¦Preferred | Ceiling Finish | FALSE |  | xHJzcePGy3GpOAAZzCoqXB9WPB77CaxoE3d3LzpQ1jE= | C:\Temp\vw\test data\ppmd_templates_XVC01.rvt | AT1
ppmd_templates_XVC01.rvt | XVC01 - INTERIOR DESIGN | FALSE | Ceiling Finish¦Alternate | Ceiling Finish2 | TRUE | acb31fd1-378b-4329-97b0-400ae39b5bc4 | xHJzcePGy3GpOAAZzCoqXB9WPB77CaxoE3d3LzpQ1jE= | C:\Temp\vw\test data\ppmd_templates_XVC01.rvt
ppmd_templates_XVC01.rvt | XVC01 - INTERIOR DESIGN | FALSE | Room Height¦ft - in | Ceiling_Hgt_IP | TRUE | 9f14ca4f-2465-4385-a17c-7aa549f64c09 | xHJzcePGy3GpOAAZzCoqXB9WPB77CaxoE3d3LzpQ1jE= | C:\Temp\vw\test data\ppmd_templates_XVC01.rvt | 8' - 0"
ppmd_templates_XVC01.rvt | XVC01 - INTERIOR DESIGN | FALSE | Room Noise¦Min NC | Noise_NC_MIN | TRUE | 8c49df6c-7d6b-49fd-9459-f57d0921d704 | xHJzcePGy3GpOAAZzCoqXB9WPB77CaxoE3d3LzpQ1jE= | C:\Temp\vw\test data\ppmd_templates_XVC01.rvt | 30
ppmd_templates_XVC01.rvt | XVC01 - INTERIOR DESIGN | FALSE | Room Noise¦Max NC | Noise_NC_MAX | TRUE | 629b571a-1c14-443c-b8e8-1130b5edb513 | xHJzcePGy3GpOAAZzCoqXB9WPB77CaxoE3d3LzpQ1jE= | C:\Temp\vw\test data\ppmd_templates_XVC01.rvt | 40
ppmd_templates_XVC01.rvt | XVC01 - INTERIOR DESIGN | FALSE | Room Noise¦SC | Noise_SC | TRUE | 44bf9cd1-070a-432c-87d9-26a3211cfe07 | xHJzcePGy3GpOAAZzCoqXB9WPB77CaxoE3d3LzpQ1jE= | C:\Temp\vw\test data\ppmd_templates_XVC01.rvt | 40
ppmd_templates_XVC01.rvt | XVC01 - MECHANICAL DESIGN | FALSE | Air Balance | Air_Balance | TRUE | 587b3cf9-4450-4d95-b8ef-0e93665dbd91 | xHJzcePGy3GpOAAZzCoqXB9WPB77CaxoE3d3LzpQ1jE= | C:\Temp\vw\test data\ppmd_templates_XVC01.rvt
ppmd_templates_XVC01.rvt | XVC01 - MECHANICAL DESIGN | FALSE | Air Changes Total | Air_Changes_Total | TRUE | 3988d7f3-0f28-4410-866c-5bc65e1d842a | xHJzcePGy3GpOAAZzCoqXB9WPB77CaxoE3d3LzpQ1jE= | C:\Temp\vw\test data\ppmd_templates_XVC01.rvt
ppmd_templates_XVC01.rvt | XVC01 - MECHANICAL DESIGN | FALSE | Air Changes OA | Air_Changes_OA | TRUE | b7af949f-3b64-4f85-9391-d9f17dcaad1e | xHJzcePGy3GpOAAZzCoqXB9WPB77CaxoE3d3LzpQ1jE= | C:\Temp\vw\test data\ppmd_templates_XVC01.rvt
ppmd_templates_XVC01.rvt | XVC01 - MECHANICAL DESIGN | FALSE | 100% Exhaust Air | Exhaust_Air_100% | TRUE | 62b97784-583b-47d5-90a3-a90bbb961b6e | xHJzcePGy3GpOAAZzCoqXB9WPB77CaxoE3d3LzpQ1jE= | C:\Temp\vw\test data\ppmd_templates_XVC01.rvt
ppmd_templates_XVC01.rvt | XVC01 - MECHANICAL DESIGN | FALSE | Summer Temp¦F | Temp_Summer_F | TRUE | 1cbf6964-bd0f-4852-b367-ef4828e2e2cc | xHJzcePGy3GpOAAZzCoqXB9WPB77CaxoE3d3LzpQ1jE= | C:\Temp\vw\test data\ppmd_templates_XVC01.rvt
ppmd_templates_XVC01.rvt | XVC01 - MECHANICAL DESIGN | FALSE | Summer Temp¦C | Temp_Summer_C | FALSE |  | xHJzcePGy3GpOAAZzCoqXB9WPB77CaxoE3d3LzpQ1jE= | C:\Temp\vw\test data\ppmd_templates_XVC01.rvt
ppmd_templates_XVC01.rvt | XVC01 - MECHANICAL DESIGN | FALSE | Summer Temp¦Note | Temp_Summer_Note | TRUE | 6248fa3c-bb43-4e1c-91bb-60e102e573b7 | xHJzcePGy3GpOAAZzCoqXB9WPB77CaxoE3d3LzpQ1jE= | C:\Temp\vw\test data\ppmd_templates_XVC01.rvt
ppmd_templates_XVC01.rvt | XVC01 - MECHANICAL DESIGN | FALSE | Winter Temp¦F | Temp_Winter_F | TRUE | b4f9888f-41ad-47ef-a6af-145b3de732c9 | xHJzcePGy3GpOAAZzCoqXB9WPB77CaxoE3d3LzpQ1jE= | C:\Temp\vw\test data\ppmd_templates_XVC01.rvt
ppmd_templates_XVC01.rvt | XVC01 - MECHANICAL DESIGN | FALSE | Winter Temp¦C | Temp_Winter_C | FALSE |  | xHJzcePGy3GpOAAZzCoqXB9WPB77CaxoE3d3LzpQ1jE= | C:\Temp\vw\test data\ppmd_templates_XVC01.rvt
ppmd_templates_XVC01.rvt | XVC01 - MECHANICAL DESIGN | FALSE | Winter Temp¦Note | Temp_Winter_Note | TRUE | aacd83fc-f530-464e-b089-01667d3c52cd | xHJzcePGy3GpOAAZzCoqXB9WPB77CaxoE3d3LzpQ1jE= | C:\Temp\vw\test data\ppmd_templates_XVC01.rvt
ppmd_templates_XVC01.rvt | XVC01 - MECHANICAL DESIGN | FALSE | Max Relative Humidity | Relative_Humidity | TRUE | 36ead6c1-4384-4a65-8654-06a60aef94cb | xHJzcePGy3GpOAAZzCoqXB9WPB77CaxoE3d3LzpQ1jE= | C:\Temp\vw\test data\ppmd_templates_XVC01.rvt
ppmd_templates_XVC01.rvt | XVC01 - MECHANICAL DESIGN | FALSE | Filtration¦Interm % | Filtration_Inter_% | TRUE | 4f03ad65-f905-419e-a0cf-8f58fe921fbc | xHJzcePGy3GpOAAZzCoqXB9WPB77CaxoE3d3LzpQ1jE= | C:\Temp\vw\test data\ppmd_templates_XVC01.rvt
ppmd_templates_XVC01.rvt | XVC01 - MECHANICAL DESIGN | FALSE | Filtration¦Final % | Filtration_Final_% | TRUE | cc736e5f-46f5-476a-8d0a-ceb32d8d4e5a | xHJzcePGy3GpOAAZzCoqXB9WPB77CaxoE3d3LzpQ1jE= | C:\Temp\vw\test data\ppmd_templates_XVC01.rvt
ppmd_templates_XVC01.rvt | XVC01 - MECHANICAL DESIGN | FALSE | Notes | Mech_Notes | TRUE | a32df790-0ab9-4c4a-b19c-511c2eef6d56 | xHJzcePGy3GpOAAZzCoqXB9WPB77CaxoE3d3LzpQ1jE= | C:\Temp\vw\test data\ppmd_templates_XVC01.rvt
ppmd_templates_XVC01.rvt | XVC01 - MEDICAL GAS DESIGN | FALSE | MCA | MedGas_MCA | TRUE | 3b23ea7f-b9f1-4749-8a2b-eb6a4fab4cdc | xHJzcePGy3GpOAAZzCoqXB9WPB77CaxoE3d3LzpQ1jE= | C:\Temp\vw\test data\ppmd_templates_XVC01.rvt
ppmd_templates_XVC01.rvt | XVC01 - MEDICAL GAS DESIGN | FALSE | DCA | MedGas_DCA | TRUE | 20dc9c73-7465-4e8a-8300-4a8b5a46a91c | xHJzcePGy3GpOAAZzCoqXB9WPB77CaxoE3d3LzpQ1jE= | C:\Temp\vw\test data\ppmd_templates_XVC01.rvt
ppmd_templates_XVC01.rvt | XVC01 - MEDICAL GAS DESIGN | FALSE | LA | MedGas_LA | TRUE | 99801083-d820-4c5f-ad07-ab168e1bbda0 | xHJzcePGy3GpOAAZzCoqXB9WPB77CaxoE3d3LzpQ1jE= | C:\Temp\vw\test data\ppmd_templates_XVC01.rvt
ppmd_templates_XVC01.rvt | XVC01 - MEDICAL GAS DESIGN | FALSE | PA | MedGas_PA | TRUE | 55793ba6-1647-428e-86f6-5ce4153c7f2e | xHJzcePGy3GpOAAZzCoqXB9WPB77CaxoE3d3LzpQ1jE= | C:\Temp\vw\test data\ppmd_templates_XVC01.rvt
ppmd_templates_XVC01.rvt | XVC01 - MEDICAL GAS DESIGN | FALSE | MV | MedGas_MV | TRUE | 0a0bec6d-9172-4a2c-9fb3-7616a08f677a | xHJzcePGy3GpOAAZzCoqXB9WPB77CaxoE3d3LzpQ1jE= | C:\Temp\vw\test data\ppmd_templates_XVC01.rvt
ppmd_templates_XVC01.rvt | XVC01 - MEDICAL GAS DESIGN | FALSE | DHV | MedGas_DHV | TRUE | 79779898-9917-494b-a027-0013b44e14f1 | xHJzcePGy3GpOAAZzCoqXB9WPB77CaxoE3d3LzpQ1jE= | C:\Temp\vw\test data\ppmd_templates_XVC01.rvt
ppmd_templates_XVC01.rvt | XVC01 - MEDICAL GAS DESIGN | FALSE | DLV | MedGas_DLV | TRUE | bcdcef93-2e56-440a-a8f7-e9973eadba59 | xHJzcePGy3GpOAAZzCoqXB9WPB77CaxoE3d3LzpQ1jE= | C:\Temp\vw\test data\ppmd_templates_XVC01.rvt
ppmd_templates_XVC01.rvt | XVC01 - MEDICAL GAS DESIGN | FALSE | LDE | MedGas_LDE | TRUE | cc6496eb-fa04-4455-81d4-1dfb1e6aaa52 | xHJzcePGy3GpOAAZzCoqXB9WPB77CaxoE3d3LzpQ1jE= | C:\Temp\vw\test data\ppmd_templates_XVC01.rvt
ppmd_templates_XVC01.rvt | XVC01 - MEDICAL GAS DESIGN | FALSE | OX | MedGas_OX | TRUE | 59f6c2e0-639e-4476-adf0-a5c19b1199db | xHJzcePGy3GpOAAZzCoqXB9WPB77CaxoE3d3LzpQ1jE= | C:\Temp\vw\test data\ppmd_templates_XVC01.rvt
ppmd_templates_XVC01.rvt | XVC01 - MEDICAL GAS DESIGN | FALSE | NO | MedGas_NO | TRUE | 1f31b342-99ad-494b-90ce-f27b8fc04b75 | xHJzcePGy3GpOAAZzCoqXB9WPB77CaxoE3d3LzpQ1jE= | C:\Temp\vw\test data\ppmd_templates_XVC01.rvt
ppmd_templates_XVC01.rvt | XVC01 - MEDICAL GAS DESIGN | FALSE | NI | MedGas_NI | TRUE | ea24567d-1f4e-45f9-907f-a79ef8b323b1 | xHJzcePGy3GpOAAZzCoqXB9WPB77CaxoE3d3LzpQ1jE= | C:\Temp\vw\test data\ppmd_templates_XVC01.rvt
ppmd_templates_XVC01.rvt | XVC01 - MEDICAL GAS DESIGN | FALSE | WAGD | MedGas_WAGD | TRUE | 1aa3572e-5073-44b4-acb3-ff8739230b69 | xHJzcePGy3GpOAAZzCoqXB9WPB77CaxoE3d3LzpQ1jE= | C:\Temp\vw\test data\ppmd_templates_XVC01.rvt
ppmd_templates_XVC01.rvt | XVC01 - MEDICAL GAS DESIGN | FALSE | Notes1 | MedGas_Notes | TRUE | 69d1283f-21ef-46f3-9ebb-e36d00ef4da3 | xHJzcePGy3GpOAAZzCoqXB9WPB77CaxoE3d3LzpQ1jE= | C:\Temp\vw\test data\ppmd_templates_XVC01.rvt
ppmd_templates_XVC01.rvt | XVC01 - MEDICAL GAS DESIGN | FALSE | Notes2 | MedGas_Notes2 | TRUE | 867f4341-094b-4cc7-b128-8c28392e09cd | xHJzcePGy3GpOAAZzCoqXB9WPB77CaxoE3d3LzpQ1jE= | C:\Temp\vw\test data\ppmd_templates_XVC01.rvt
ppmd_templates_XVC01.rvt | XVC01 - STRUCTURAL DESIGN | FALSE | Structural Load¦psf | Str_FloorLoad_psf | TRUE | 654b90c9-d71e-4bcd-9f27-a1532becca95 | xHJzcePGy3GpOAAZzCoqXB9WPB77CaxoE3d3LzpQ1jE= | C:\Temp\vw\test data\ppmd_templates_XVC01.rvt
ppmd_templates_XVC01.rvt | XVC01 - STRUCTURAL DESIGN | FALSE | Structural Load¦kPA | Str_FloorLoad_kPA | FALSE |  | xHJzcePGy3GpOAAZzCoqXB9WPB77CaxoE3d3LzpQ1jE= | C:\Temp\vw\test data\ppmd_templates_XVC01.rvt
ppmd_templates_XVC01.rvt | XVC01 - STRUCTURAL DESIGN | FALSE | Notes | Str_Notes | TRUE | 509b36e6-cf53-4158-b357-61e3cedd6faa | xHJzcePGy3GpOAAZzCoqXB9WPB77CaxoE3d3LzpQ1jE= | C:\Temp\vw\test data\ppmd_templates_XVC01.rvt
ppmd_templates_OFD01.rvt | OFD01 - DOOR SCHEDULE | FALSE | Mark | Construction Type | FALSE |  | k/+H4op0Wb5DbhOlLiA0AKYUOzsiI2LMSZEMmmjxZfA= | C:\Temp\vw\test data\test subfolder\ppmd_templates_OFD01.rvt | A
ppmd_templates_OFD01.rvt | OFD01 - DOOR SCHEDULE | FALSE | Type | Family | FALSE |  | k/+H4op0Wb5DbhOlLiA0AKYUOzsiI2LMSZEMmmjxZfA= | C:\Temp\vw\test data\test subfolder\ppmd_templates_OFD01.rvt | Single-Flush
ppmd_templates_OFD01.rvt | OFD01 - DOOR SCHEDULE | FALSE | Count | Count | FALSE |  | k/+H4op0Wb5DbhOlLiA0AKYUOzsiI2LMSZEMmmjxZfA= | C:\Temp\vw\test data\test subfolder\ppmd_templates_OFD01.rvt | 1
ppmd_templates_OFD01.rvt | OFD01 - DOOR SCHEDULE | FALSE | Height¦ft - in | Height | FALSE |  | k/+H4op0Wb5DbhOlLiA0AKYUOzsiI2LMSZEMmmjxZfA= | C:\Temp\vw\test data\test subfolder\ppmd_templates_OFD01.rvt | 7' - 0"
ppmd_templates_OFD01.rvt | OFD01 - DOOR SCHEDULE | FALSE | Width¦ft - in | Width | FALSE |  | k/+H4op0Wb5DbhOlLiA0AKYUOzsiI2LMSZEMmmjxZfA= | C:\Temp\vw\test data\test subfolder\ppmd_templates_OFD01.rvt | 3' - 0"
ppmd_templates_OFD01.rvt | OFD01 - DOOR SCHEDULE | FALSE | Notes | Type Comments | FALSE |  | k/+H4op0Wb5DbhOlLiA0AKYUOzsiI2LMSZEMmmjxZfA= | C:\Temp\vw\test data\test subfolder\ppmd_templates_OFD01.rvt
ppmd_templates_OFD01.rvt | OFD01 - ELECTRICAL DESIGN | FALSE | Lighting¦LUX1 | Light_Level_LUX | TRUE | fc853981-f613-4f05-81bd-e48fb947424b | k/+H4op0Wb5DbhOlLiA0AKYUOzsiI2LMSZEMmmjxZfA= | C:\Temp\vw\test data\test subfolder\ppmd_templates_OFD01.rvt
ppmd_templates_OFD01.rvt | OFD01 - ELECTRICAL DESIGN | FALSE | Lighting¦Footcandles1 | Light_Level_FC | FALSE |  | k/+H4op0Wb5DbhOlLiA0AKYUOzsiI2LMSZEMmmjxZfA= | C:\Temp\vw\test data\test subfolder\ppmd_templates_OFD01.rvt
ppmd_templates_OFD01.rvt | OFD01 - ELECTRICAL DESIGN | FALSE | Lighting¦LUX2 | Light_Level_LUX2 | TRUE | 172f1cff-58cc-41cd-b888-0e7a81d2bf40 | k/+H4op0Wb5DbhOlLiA0AKYUOzsiI2LMSZEMmmjxZfA= | C:\Temp\vw\test data\test subfolder\ppmd_templates_OFD01.rvt
ppmd_templates_OFD01.rvt | OFD01 - ELECTRICAL DESIGN | FALSE | Lighting¦Footcandles2 | Light_Level_FC2 | FALSE |  | k/+H4op0Wb5DbhOlLiA0AKYUOzsiI2LMSZEMmmjxZfA= | C:\Temp\vw\test data\test subfolder\ppmd_templates_OFD01.rvt
ppmd_templates_OFD01.rvt | OFD01 - ELECTRICAL DESIGN | FALSE | Lighting¦Notes | Light_Notes | TRUE | a36245ac-ea57-45c2-bac5-bed4d04a4f78 | k/+H4op0Wb5DbhOlLiA0AKYUOzsiI2LMSZEMmmjxZfA= | C:\Temp\vw\test data\test subfolder\ppmd_templates_OFD01.rvt
ppmd_templates_OFD01.rvt | OFD01 - ELECTRICAL DESIGN | FALSE | Lighting¦Notes2 | Light_Notes2 | TRUE | 6d0b4891-ce4c-45f8-9560-387866098a10 | k/+H4op0Wb5DbhOlLiA0AKYUOzsiI2LMSZEMmmjxZfA= | C:\Temp\vw\test data\test subfolder\ppmd_templates_OFD01.rvt
ppmd_templates_OFD01.rvt | OFD01 - ELECTRICAL DESIGN | FALSE | Essential Power¦% Power | ES_Power% | TRUE | 7cbfe71a-865f-4cf4-b400-c67e3939439b | k/+H4op0Wb5DbhOlLiA0AKYUOzsiI2LMSZEMmmjxZfA= | C:\Temp\vw\test data\test subfolder\ppmd_templates_OFD01.rvt | -
ppmd_templates_OFD01.rvt | OFD01 - ELECTRICAL DESIGN | FALSE | Essential Power¦% Light | ES_Light% | TRUE | af00a8bb-40cb-434a-a7e5-b4140f3c844f | k/+H4op0Wb5DbhOlLiA0AKYUOzsiI2LMSZEMmmjxZfA= | C:\Temp\vw\test data\test subfolder\ppmd_templates_OFD01.rvt | -
ppmd_templates_OFD01.rvt | OFD01 - ELECTRICAL DESIGN | FALSE | Essential Power¦Notes | ES_Notes | TRUE | 0c3ae867-1060-40b5-bb68-261d16a167a0 | k/+H4op0Wb5DbhOlLiA0AKYUOzsiI2LMSZEMmmjxZfA= | C:\Temp\vw\test data\test subfolder\ppmd_templates_OFD01.rvt | -
ppmd_templates_OFD01.rvt | OFD01 - EQUIPMENT SCHEDULE | TRUE | JSN | JSN | TRUE | 8632cd76-2ab9-457d-8db7-39197de446a2 | k/+H4op0Wb5DbhOlLiA0AKYUOzsiI2LMSZEMmmjxZfA= | C:\Temp\vw\test data\test subfolder\ppmd_templates_OFD01.rvt | A1066¦A5075¦A5080¦A5145¦A5180¦A6046¦E0078¦F0205¦F0275¦F0410¦F2000¦F2010¦F3200¦M1620¦M1801¦P3100
ppmd_templates_OFD01.rvt | OFD01 - EQUIPMENT SCHEDULE | TRUE | Nomenclature | Nomenclature | TRUE | f004b755-1952-4a21-a1c1-98f41ef6a86c | k/+H4op0Wb5DbhOlLiA0AKYUOzsiI2LMSZEMmmjxZfA= | C:\Temp\vw\test data\test subfolder\ppmd_templates_OFD01.rvt | Mirror, Float Glass, With SS Frame¦Dispenser, Soap, Disposable¦Dispenser, Paper Towel, SS, Surface Mounted¦Hook, Garment, Double, SS, Surface Mounted¦Track, Cubicle, Surface Mounted, With Curtain¦Artwork, Decorative, With Frame¦Workstation, L-Shaped w/Peninsula, Free Std, 78x72¦Chair, Side With Arms¦Chair, Swivel, High Back¦Cabinet, Filing, Half Height, 2 Drawer¦Basket, Wastepaper, Round, Metal¦Basket, Wastepaper, Step-On¦Clock, Battery, 12" Diameter¦Holder, Chart, Patient, Wall or Door Mounted¦Computer, Microprocessing, w/Flat Panel Monitor¦Lavatory, Vitreous China, Slab Type
ppmd_templates_OFD01.rvt | OFD01 - EQUIPMENT SCHEDULE | TRUE | Qty | Count | FALSE |  | k/+H4op0Wb5DbhOlLiA0AKYUOzsiI2LMSZEMmmjxZfA= | C:\Temp\vw\test data\test subfolder\ppmd_templates_OFD01.rvt | 1¦1¦1¦1¦1¦1¦1¦2¦1¦1¦1¦1¦1¦1¦1¦1
ppmd_templates_OFD01.rvt | OFD01 - EQUIPMENT SCHEDULE | TRUE | LF | Comments | FALSE |  | k/+H4op0Wb5DbhOlLiA0AKYUOzsiI2LMSZEMmmjxZfA= | C:\Temp\vw\test data\test subfolder\ppmd_templates_OFD01.rvt | 10'-0"
ppmd_templates_OFD01.rvt | OFD01 - EQUIPMENT SCHEDULE | TRUE | Logistics¦AR | CAT_Army | TRUE | fa0e0053-bcc4-42e8-881f-6a4690f994c9 | k/+H4op0Wb5DbhOlLiA0AKYUOzsiI2LMSZEMmmjxZfA= | C:\Temp\vw\test data\test subfolder\ppmd_templates_OFD01.rvt | A¦C¦A¦A¦A¦C¦C¦C¦C¦C¦C¦C¦C¦A¦C¦A
ppmd_templates_OFD01.rvt | OFD01 - EQUIPMENT SCHEDULE | TRUE | Logistics¦NA | CAT_Navy | TRUE | 183e77a6-b75d-41a5-8f81-f6abfee236ec | k/+H4op0Wb5DbhOlLiA0AKYUOzsiI2LMSZEMmmjxZfA= | C:\Temp\vw\test data\test subfolder\ppmd_templates_OFD01.rvt | A¦C¦A¦A¦A¦C¦C¦C¦C¦C¦C¦C¦C¦A¦C¦A
ppmd_templates_OFD01.rvt | OFD01 - EQUIPMENT SCHEDULE | TRUE | Logistics¦AF | CAT_AF | TRUE | 053816d3-2f83-4e72-9b30-0a25ff75573f | k/+H4op0Wb5DbhOlLiA0AKYUOzsiI2LMSZEMmmjxZfA= | C:\Temp\vw\test data\test subfolder\ppmd_templates_OFD01.rvt | A¦C¦A¦A¦A¦C¦C¦C¦C¦C¦C¦C¦C¦A¦C¦A
ppmd_templates_OFD01.rvt | OFD01 - EQUIPMENT SCHEDULE | TRUE | Logistics¦VA | CAT_VA | TRUE | abab06e0-bc20-4958-a9a7-acf73c376614 | k/+H4op0Wb5DbhOlLiA0AKYUOzsiI2LMSZEMmmjxZfA= | C:\Temp\vw\test data\test subfolder\ppmd_templates_OFD01.rvt | A¦C¦A¦A¦A¦C¦C¦C¦C¦C¦C¦C¦C¦A¦C¦A
ppmd_templates_OFD01.rvt | OFD01 - EQUIPMENT SCHEDULE | TRUE | Utilities¦1 | UTIL_1_WaterDrain | TRUE | 594b780e-c62e-473b-9f66-4d3db2fa1b7f | k/+H4op0Wb5DbhOlLiA0AKYUOzsiI2LMSZEMmmjxZfA= | C:\Temp\vw\test data\test subfolder\ppmd_templates_OFD01.rvt | -¦-¦-¦-¦-¦-¦-¦-¦-¦-¦-¦-¦-¦-¦-¦D
ppmd_templates_OFD01.rvt | OFD01 - EQUIPMENT SCHEDULE | TRUE | Utilities¦2 | UTIL_2_Elec | TRUE | 28082216-138e-4a2f-9824-e96dbd7e3cd0 | k/+H4op0Wb5DbhOlLiA0AKYUOzsiI2LMSZEMmmjxZfA= | C:\Temp\vw\test data\test subfolder\ppmd_templates_OFD01.rvt | -¦-¦-¦-¦-¦-¦A¦-¦-¦-¦-¦-¦-¦-¦A¦-
ppmd_templates_OFD01.rvt | OFD01 - EQUIPMENT SCHEDULE | TRUE | Utilities¦3 | UTIL_3_MedGas | TRUE | 22af1ef2-54f0-4b6e-b40a-7064dfb8769c | k/+H4op0Wb5DbhOlLiA0AKYUOzsiI2LMSZEMmmjxZfA= | C:\Temp\vw\test data\test subfolder\ppmd_templates_OFD01.rvt | -¦-¦-¦-¦-¦-¦-¦-¦-¦-¦-¦-¦-¦-¦-¦-
ppmd_templates_OFD01.rvt | OFD01 - EQUIPMENT SCHEDULE | TRUE | Utilities¦4 | UTIL_4_MiscGas | TRUE | 745b8c3e-fd4a-4430-994a-d25826e1e484 | k/+H4op0Wb5DbhOlLiA0AKYUOzsiI2LMSZEMmmjxZfA= | C:\Temp\vw\test data\test subfolder\ppmd_templates_OFD01.rvt | -¦-¦-¦-¦-¦-¦-¦-¦-¦-¦-¦-¦-¦-¦-¦-
ppmd_templates_OFD01.rvt | OFD01 - EQUIPMENT SCHEDULE | TRUE | Utilities¦5 | UTIL_5_NonMedGas | TRUE | 323edf97-d058-44ef-a0fb-1836c80554d8 | k/+H4op0Wb5DbhOlLiA0AKYUOzsiI2LMSZEMmmjxZfA= | C:\Temp\vw\test data\test subfolder\ppmd_templates_OFD01.rvt | -¦-¦-¦-¦-¦-¦-¦-¦-¦-¦-¦-¦-¦-¦-¦-
ppmd_templates_OFD01.rvt | OFD01 - EQUIPMENT SCHEDULE | TRUE | Utilities¦6 | UTIL_6_Misc | TRUE | 38083e2d-8ba3-4868-9752-742b7a4a9586 | k/+H4op0Wb5DbhOlLiA0AKYUOzsiI2LMSZEMmmjxZfA= | C:\Temp\vw\test data\test subfolder\ppmd_templates_OFD01.rvt | -¦-¦-¦-¦-¦-¦-¦-¦-¦-¦-¦-¦-¦-¦-¦-
ppmd_templates_OFD01.rvt | OFD01 - INTERIOR DESIGN | FALSE | Floor Finish¦Preferred | Floor Finish | FALSE |  | k/+H4op0Wb5DbhOlLiA0AKYUOzsiI2LMSZEMmmjxZfA= | C:\Temp\vw\test data\test subfolder\ppmd_templates_OFD01.rvt | UT
ppmd_templates_OFD01.rvt | OFD01 - INTERIOR DESIGN | FALSE | Floor Finish¦Alternate | Floor Finish2 | TRUE | 4030719d-a272-441a-8bfa-d5eb510a1687 | k/+H4op0Wb5DbhOlLiA0AKYUOzsiI2LMSZEMmmjxZfA= | C:\Temp\vw\test data\test subfolder\ppmd_templates_OFD01.rvt
ppmd_templates_OFD01.rvt | OFD01 - INTERIOR DESIGN | FALSE | Wall Finish¦Preferred | Wall Finish | FALSE |  | k/+H4op0Wb5DbhOlLiA0AKYUOzsiI2LMSZEMmmjxZfA= | C:\Temp\vw\test data\test subfolder\ppmd_templates_OFD01.rvt | GPT
ppmd_templates_OFD01.rvt | OFD01 - INTERIOR DESIGN | FALSE | Wall Finish¦Alternate | Wall Finish2 | TRUE | 5a49d499-57b3-4e1f-afc0-4c041c862be1 | k/+H4op0Wb5DbhOlLiA0AKYUOzsiI2LMSZEMmmjxZfA= | C:\Temp\vw\test data\test subfolder\ppmd_templates_OFD01.rvt
ppmd_templates_OFD01.rvt | OFD01 - INTERIOR DESIGN | FALSE | Ceiling Finish¦Preferred | Ceiling Finish | FALSE |  | k/+H4op0Wb5DbhOlLiA0AKYUOzsiI2LMSZEMmmjxZfA= | C:\Temp\vw\test data\test subfolder\ppmd_templates_OFD01.rvt | AT1
ppmd_templates_OFD01.rvt | OFD01 - INTERIOR DESIGN | FALSE | Ceiling Finish¦Alternate | Ceiling Finish2 | TRUE | acb31fd1-378b-4329-97b0-400ae39b5bc4 | k/+H4op0Wb5DbhOlLiA0AKYUOzsiI2LMSZEMmmjxZfA= | C:\Temp\vw\test data\test subfolder\ppmd_templates_OFD01.rvt
ppmd_templates_OFD01.rvt | OFD01 - INTERIOR DESIGN | FALSE | Room Height¦ft - in | Ceiling_Hgt_IP | TRUE | 9f14ca4f-2465-4385-a17c-7aa549f64c09 | k/+H4op0Wb5DbhOlLiA0AKYUOzsiI2LMSZEMmmjxZfA= | C:\Temp\vw\test data\test subfolder\ppmd_templates_OFD01.rvt | 8' - 0"
ppmd_templates_OFD01.rvt | OFD01 - INTERIOR DESIGN | FALSE | Room Noise¦Min NC | Noise_NC_MIN | TRUE | 8c49df6c-7d6b-49fd-9459-f57d0921d704 | k/+H4op0Wb5DbhOlLiA0AKYUOzsiI2LMSZEMmmjxZfA= | C:\Temp\vw\test data\test subfolder\ppmd_templates_OFD01.rvt | 30
ppmd_templates_OFD01.rvt | OFD01 - INTERIOR DESIGN | FALSE | Room Noise¦Max NC | Noise_NC_MAX | TRUE | 629b571a-1c14-443c-b8e8-1130b5edb513 | k/+H4op0Wb5DbhOlLiA0AKYUOzsiI2LMSZEMmmjxZfA= | C:\Temp\vw\test data\test subfolder\ppmd_templates_OFD01.rvt | 40
ppmd_templates_OFD01.rvt | OFD01 - INTERIOR DESIGN | FALSE | Room Noise¦SC | Noise_SC | TRUE | 44bf9cd1-070a-432c-87d9-26a3211cfe07 | k/+H4op0Wb5DbhOlLiA0AKYUOzsiI2LMSZEMmmjxZfA= | C:\Temp\vw\test data\test subfolder\ppmd_templates_OFD01.rvt | 50
ppmd_templates_OFD01.rvt | OFD01 - MECHANICAL DESIGN | FALSE | Air Balance | Air_Balance | TRUE | 587b3cf9-4450-4d95-b8ef-0e93665dbd91 | k/+H4op0Wb5DbhOlLiA0AKYUOzsiI2LMSZEMmmjxZfA= | C:\Temp\vw\test data\test subfolder\ppmd_templates_OFD01.rvt | 0
ppmd_templates_OFD01.rvt | OFD01 - MECHANICAL DESIGN | FALSE | Air Changes Total | Air_Changes_Total | TRUE | 3988d7f3-0f28-4410-866c-5bc65e1d842a | k/+H4op0Wb5DbhOlLiA0AKYUOzsiI2LMSZEMmmjxZfA= | C:\Temp\vw\test data\test subfolder\ppmd_templates_OFD01.rvt | 2
ppmd_templates_OFD01.rvt | OFD01 - MECHANICAL DESIGN | FALSE | Air Changes OA | Air_Changes_OA | TRUE | b7af949f-3b64-4f85-9391-d9f17dcaad1e | k/+H4op0Wb5DbhOlLiA0AKYUOzsiI2LMSZEMmmjxZfA= | C:\Temp\vw\test data\test subfolder\ppmd_templates_OFD01.rvt | 6
ppmd_templates_OFD01.rvt | OFD01 - MECHANICAL DESIGN | FALSE | 100% Exhaust Air | Exhaust_Air_100% | TRUE | 62b97784-583b-47d5-90a3-a90bbb961b6e | k/+H4op0Wb5DbhOlLiA0AKYUOzsiI2LMSZEMmmjxZfA= | C:\Temp\vw\test data\test subfolder\ppmd_templates_OFD01.rvt | -
ppmd_templates_OFD01.rvt | OFD01 - MECHANICAL DESIGN | FALSE | Summer Temp¦F | Temp_Summer_F | TRUE | 1cbf6964-bd0f-4852-b367-ef4828e2e2cc | k/+H4op0Wb5DbhOlLiA0AKYUOzsiI2LMSZEMmmjxZfA= | C:\Temp\vw\test data\test subfolder\ppmd_templates_OFD01.rvt
ppmd_templates_OFD01.rvt | OFD01 - MECHANICAL DESIGN | FALSE | Summer Temp¦C | Temp_Summer_C | FALSE |  | k/+H4op0Wb5DbhOlLiA0AKYUOzsiI2LMSZEMmmjxZfA= | C:\Temp\vw\test data\test subfolder\ppmd_templates_OFD01.rvt
ppmd_templates_OFD01.rvt | OFD01 - MECHANICAL DESIGN | FALSE | Summer Temp¦Note | Temp_Summer_Note | TRUE | 6248fa3c-bb43-4e1c-91bb-60e102e573b7 | k/+H4op0Wb5DbhOlLiA0AKYUOzsiI2LMSZEMmmjxZfA= | C:\Temp\vw\test data\test subfolder\ppmd_templates_OFD01.rvt
ppmd_templates_OFD01.rvt | OFD01 - MECHANICAL DESIGN | FALSE | Winter Temp¦F | Temp_Winter_F | TRUE | b4f9888f-41ad-47ef-a6af-145b3de732c9 | k/+H4op0Wb5DbhOlLiA0AKYUOzsiI2LMSZEMmmjxZfA= | C:\Temp\vw\test data\test subfolder\ppmd_templates_OFD01.rvt | 68
ppmd_templates_OFD01.rvt | OFD01 - MECHANICAL DESIGN | FALSE | Winter Temp¦C | Temp_Winter_C | FALSE |  | k/+H4op0Wb5DbhOlLiA0AKYUOzsiI2LMSZEMmmjxZfA= | C:\Temp\vw\test data\test subfolder\ppmd_templates_OFD01.rvt | 20
ppmd_templates_OFD01.rvt | OFD01 - MECHANICAL DESIGN | FALSE | Winter Temp¦Note | Temp_Winter_Note | TRUE | aacd83fc-f530-464e-b089-01667d3c52cd | k/+H4op0Wb5DbhOlLiA0AKYUOzsiI2LMSZEMmmjxZfA= | C:\Temp\vw\test data\test subfolder\ppmd_templates_OFD01.rvt
ppmd_templates_OFD01.rvt | OFD01 - MECHANICAL DESIGN | FALSE | Max Relative Humidity | Relative_Humidity | TRUE | 36ead6c1-4384-4a65-8654-06a60aef94cb | k/+H4op0Wb5DbhOlLiA0AKYUOzsiI2LMSZEMmmjxZfA= | C:\Temp\vw\test data\test subfolder\ppmd_templates_OFD01.rvt | -
ppmd_templates_OFD01.rvt | OFD01 - MECHANICAL DESIGN | FALSE | Filtration¦Interm % | Filtration_Inter_% | TRUE | 4f03ad65-f905-419e-a0cf-8f58fe921fbc | k/+H4op0Wb5DbhOlLiA0AKYUOzsiI2LMSZEMmmjxZfA= | C:\Temp\vw\test data\test subfolder\ppmd_templates_OFD01.rvt | 14
ppmd_templates_OFD01.rvt | OFD01 - MECHANICAL DESIGN | FALSE | Filtration¦Final % | Filtration_Final_% | TRUE | cc736e5f-46f5-476a-8d0a-ceb32d8d4e5a | k/+H4op0Wb5DbhOlLiA0AKYUOzsiI2LMSZEMmmjxZfA= | C:\Temp\vw\test data\test subfolder\ppmd_templates_OFD01.rvt | -
ppmd_templates_OFD01.rvt | OFD01 - MECHANICAL DESIGN | FALSE | Notes | Mech_Notes | TRUE | a32df790-0ab9-4c4a-b19c-511c2eef6d56 | k/+H4op0Wb5DbhOlLiA0AKYUOzsiI2LMSZEMmmjxZfA= | C:\Temp\vw\test data\test subfolder\ppmd_templates_OFD01.rvt | -
ppmd_templates_OFD01.rvt | OFD01 - MEDICAL GAS DESIGN | FALSE | MCA | MedGas_MCA | TRUE | 3b23ea7f-b9f1-4749-8a2b-eb6a4fab4cdc | k/+H4op0Wb5DbhOlLiA0AKYUOzsiI2LMSZEMmmjxZfA= | C:\Temp\vw\test data\test subfolder\ppmd_templates_OFD01.rvt | -
ppmd_templates_OFD01.rvt | OFD01 - MEDICAL GAS DESIGN | FALSE | DCA | MedGas_DCA | TRUE | 20dc9c73-7465-4e8a-8300-4a8b5a46a91c | k/+H4op0Wb5DbhOlLiA0AKYUOzsiI2LMSZEMmmjxZfA= | C:\Temp\vw\test data\test subfolder\ppmd_templates_OFD01.rvt | -
ppmd_templates_OFD01.rvt | OFD01 - MEDICAL GAS DESIGN | FALSE | LA | MedGas_LA | TRUE | 99801083-d820-4c5f-ad07-ab168e1bbda0 | k/+H4op0Wb5DbhOlLiA0AKYUOzsiI2LMSZEMmmjxZfA= | C:\Temp\vw\test data\test subfolder\ppmd_templates_OFD01.rvt | -
ppmd_templates_OFD01.rvt | OFD01 - MEDICAL GAS DESIGN | FALSE | PA | MedGas_PA | TRUE | 55793ba6-1647-428e-86f6-5ce4153c7f2e | k/+H4op0Wb5DbhOlLiA0AKYUOzsiI2LMSZEMmmjxZfA= | C:\Temp\vw\test data\test subfolder\ppmd_templates_OFD01.rvt | -
ppmd_templates_OFD01.rvt | OFD01 - MEDICAL GAS DESIGN | FALSE | MV | MedGas_MV | TRUE | 0a0bec6d-9172-4a2c-9fb3-7616a08f677a | k/+H4op0Wb5DbhOlLiA0AKYUOzsiI2LMSZEMmmjxZfA= | C:\Temp\vw\test data\test subfolder\ppmd_templates_OFD01.rvt | -
ppmd_templates_OFD01.rvt | OFD01 - MEDICAL GAS DESIGN | FALSE | DHV | MedGas_DHV | TRUE | 79779898-9917-494b-a027-0013b44e14f1 | k/+H4op0Wb5DbhOlLiA0AKYUOzsiI2LMSZEMmmjxZfA= | C:\Temp\vw\test data\test subfolder\ppmd_templates_OFD01.rvt | -
ppmd_templates_OFD01.rvt | OFD01 - MEDICAL GAS DESIGN | FALSE | DLV | MedGas_DLV | TRUE | bcdcef93-2e56-440a-a8f7-e9973eadba59 | k/+H4op0Wb5DbhOlLiA0AKYUOzsiI2LMSZEMmmjxZfA= | C:\Temp\vw\test data\test subfolder\ppmd_templates_OFD01.rvt | -
ppmd_templates_OFD01.rvt | OFD01 - MEDICAL GAS DESIGN | FALSE | LDE | MedGas_LDE | TRUE | cc6496eb-fa04-4455-81d4-1dfb1e6aaa52 | k/+H4op0Wb5DbhOlLiA0AKYUOzsiI2LMSZEMmmjxZfA= | C:\Temp\vw\test data\test subfolder\ppmd_templates_OFD01.rvt | -
ppmd_templates_OFD01.rvt | OFD01 - MEDICAL GAS DESIGN | FALSE | OX | MedGas_OX | TRUE | 59f6c2e0-639e-4476-adf0-a5c19b1199db | k/+H4op0Wb5DbhOlLiA0AKYUOzsiI2LMSZEMmmjxZfA= | C:\Temp\vw\test data\test subfolder\ppmd_templates_OFD01.rvt | -
ppmd_templates_OFD01.rvt | OFD01 - MEDICAL GAS DESIGN | FALSE | NO | MedGas_NO | TRUE | 1f31b342-99ad-494b-90ce-f27b8fc04b75 | k/+H4op0Wb5DbhOlLiA0AKYUOzsiI2LMSZEMmmjxZfA= | C:\Temp\vw\test data\test subfolder\ppmd_templates_OFD01.rvt | -
ppmd_templates_OFD01.rvt | OFD01 - MEDICAL GAS DESIGN | FALSE | NI | MedGas_NI | TRUE | ea24567d-1f4e-45f9-907f-a79ef8b323b1 | k/+H4op0Wb5DbhOlLiA0AKYUOzsiI2LMSZEMmmjxZfA= | C:\Temp\vw\test data\test subfolder\ppmd_templates_OFD01.rvt | -
ppmd_templates_OFD01.rvt | OFD01 - MEDICAL GAS DESIGN | FALSE | WAGD | MedGas_WAGD | TRUE | 1aa3572e-5073-44b4-acb3-ff8739230b69 | k/+H4op0Wb5DbhOlLiA0AKYUOzsiI2LMSZEMmmjxZfA= | C:\Temp\vw\test data\test subfolder\ppmd_templates_OFD01.rvt | -
ppmd_templates_OFD01.rvt | OFD01 - MEDICAL GAS DESIGN | FALSE | Notes1 | MedGas_Notes | TRUE | 69d1283f-21ef-46f3-9ebb-e36d00ef4da3 | k/+H4op0Wb5DbhOlLiA0AKYUOzsiI2LMSZEMmmjxZfA= | C:\Temp\vw\test data\test subfolder\ppmd_templates_OFD01.rvt | -
ppmd_templates_OFD01.rvt | OFD01 - MEDICAL GAS DESIGN | FALSE | Notes2 | MedGas_Notes2 | TRUE | 867f4341-094b-4cc7-b128-8c28392e09cd | k/+H4op0Wb5DbhOlLiA0AKYUOzsiI2LMSZEMmmjxZfA= | C:\Temp\vw\test data\test subfolder\ppmd_templates_OFD01.rvt
ppmd_templates_OFD01.rvt | OFD01 - STRUCTURAL DESIGN | FALSE | Structural Load¦psf | Str_FloorLoad_psf | TRUE | 654b90c9-d71e-4bcd-9f27-a1532becca95 | k/+H4op0Wb5DbhOlLiA0AKYUOzsiI2LMSZEMmmjxZfA= | C:\Temp\vw\test data\test subfolder\ppmd_templates_OFD01.rvt | 60
ppmd_templates_OFD01.rvt | OFD01 - STRUCTURAL DESIGN | FALSE | Structural Load¦kPA | Str_FloorLoad_kPA | FALSE |  | k/+H4op0Wb5DbhOlLiA0AKYUOzsiI2LMSZEMmmjxZfA= | C:\Temp\vw\test data\test subfolder\ppmd_templates_OFD01.rvt | 3
ppmd_templates_OFD01.rvt | OFD01 - STRUCTURAL DESIGN | FALSE | Notes | Str_Notes | TRUE | 509b36e6-cf53-4158-b357-61e3cedd6faa | k/+H4op0Wb5DbhOlLiA0AKYUOzsiI2LMSZEMmmjxZfA= | C:\Temp\vw\test data\test subfolder\ppmd_templates_OFD01.rvt
ppmd_templates_OFD01.rvt | OFDO1 - DATA/TELEPHONE EQUIPMENT | FALSE | JSN | JSN | TRUE | 8632cd76-2ab9-457d-8db7-39197de446a2 | k/+H4op0Wb5DbhOlLiA0AKYUOzsiI2LMSZEMmmjxZfA= | C:\Temp\vw\test data\test subfolder\ppmd_templates_OFD01.rvt
ppmd_templates_OFD01.rvt | OFDO1 - DATA/TELEPHONE EQUIPMENT | FALSE | Nomenclature | Nomenclature | TRUE | f004b755-1952-4a21-a1c1-98f41ef6a86c | k/+H4op0Wb5DbhOlLiA0AKYUOzsiI2LMSZEMmmjxZfA= | C:\Temp\vw\test data\test subfolder\ppmd_templates_OFD01.rvt
ppmd_templates_OFD01.rvt | OFDO1 - DATA/TELEPHONE EQUIPMENT | FALSE | Qty | Count | FALSE |  | k/+H4op0Wb5DbhOlLiA0AKYUOzsiI2LMSZEMmmjxZfA= | C:\Temp\vw\test data\test subfolder\ppmd_templates_OFD01.rvt
ppmd_templates_OFD01.rvt | OFDO1 - DATA/TELEPHONE EQUIPMENT | FALSE | Logistics¦AR | CAT_Army | TRUE | fa0e0053-bcc4-42e8-881f-6a4690f994c9 | k/+H4op0Wb5DbhOlLiA0AKYUOzsiI2LMSZEMmmjxZfA= | C:\Temp\vw\test data\test subfolder\ppmd_templates_OFD01.rvt
ppmd_templates_OFD01.rvt | OFDO1 - DATA/TELEPHONE EQUIPMENT | FALSE | Logistics¦NA | CAT_Navy | TRUE | 183e77a6-b75d-41a5-8f81-f6abfee236ec | k/+H4op0Wb5DbhOlLiA0AKYUOzsiI2LMSZEMmmjxZfA= | C:\Temp\vw\test data\test subfolder\ppmd_templates_OFD01.rvt
ppmd_templates_OFD01.rvt | OFDO1 - DATA/TELEPHONE EQUIPMENT | FALSE | Logistics¦AF | CAT_AF | TRUE | 053816d3-2f83-4e72-9b30-0a25ff75573f | k/+H4op0Wb5DbhOlLiA0AKYUOzsiI2LMSZEMmmjxZfA= | C:\Temp\vw\test data\test subfolder\ppmd_templates_OFD01.rvt
ppmd_templates_OFD01.rvt | OFDO1 - DATA/TELEPHONE EQUIPMENT | FALSE | Logistics¦VA | CAT_VA | TRUE | abab06e0-bc20-4958-a9a7-acf73c376614 | k/+H4op0Wb5DbhOlLiA0AKYUOzsiI2LMSZEMmmjxZfA= | C:\Temp\vw\test data\test subfolder\ppmd_templates_OFD01.rvt
ppmd_templates_OFD02.rvt | OFD02 - DATA/TELEPHONE EQUIPMENT | FALSE | JSN | JSN | TRUE | 8632cd76-2ab9-457d-8db7-39197de446a2 | KrFf7urXSjv7Xt0QI+nrSDA4g0C0NvPllpyqWE74Ro0= | C:\Temp\vw\test data\test subfolder\ppmd_templates_OFD02.rvt
ppmd_templates_OFD02.rvt | OFD02 - DATA/TELEPHONE EQUIPMENT | FALSE | Nomenclature | Nomenclature | TRUE | f004b755-1952-4a21-a1c1-98f41ef6a86c | KrFf7urXSjv7Xt0QI+nrSDA4g0C0NvPllpyqWE74Ro0= | C:\Temp\vw\test data\test subfolder\ppmd_templates_OFD02.rvt
ppmd_templates_OFD02.rvt | OFD02 - DATA/TELEPHONE EQUIPMENT | FALSE | Qty | Count | FALSE |  | KrFf7urXSjv7Xt0QI+nrSDA4g0C0NvPllpyqWE74Ro0= | C:\Temp\vw\test data\test subfolder\ppmd_templates_OFD02.rvt
ppmd_templates_OFD02.rvt | OFD02 - DATA/TELEPHONE EQUIPMENT | FALSE | Logistics¦AR | CAT_Army | TRUE | fa0e0053-bcc4-42e8-881f-6a4690f994c9 | KrFf7urXSjv7Xt0QI+nrSDA4g0C0NvPllpyqWE74Ro0= | C:\Temp\vw\test data\test subfolder\ppmd_templates_OFD02.rvt
ppmd_templates_OFD02.rvt | OFD02 - DATA/TELEPHONE EQUIPMENT | FALSE | Logistics¦NA | CAT_Navy | TRUE | 183e77a6-b75d-41a5-8f81-f6abfee236ec | KrFf7urXSjv7Xt0QI+nrSDA4g0C0NvPllpyqWE74Ro0= | C:\Temp\vw\test data\test subfolder\ppmd_templates_OFD02.rvt
ppmd_templates_OFD02.rvt | OFD02 - DATA/TELEPHONE EQUIPMENT | FALSE | Logistics¦AF | CAT_AF | TRUE | 053816d3-2f83-4e72-9b30-0a25ff75573f | KrFf7urXSjv7Xt0QI+nrSDA4g0C0NvPllpyqWE74Ro0= | C:\Temp\vw\test data\test subfolder\ppmd_templates_OFD02.rvt
ppmd_templates_OFD02.rvt | OFD02 - DATA/TELEPHONE EQUIPMENT | FALSE | Logistics¦VA | CAT_VA | TRUE | abab06e0-bc20-4958-a9a7-acf73c376614 | KrFf7urXSjv7Xt0QI+nrSDA4g0C0NvPllpyqWE74Ro0= | C:\Temp\vw\test data\test subfolder\ppmd_templates_OFD02.rvt
ppmd_templates_OFD02.rvt | OFD02 - DOOR SCHEDULE | FALSE | Mark | Construction Type | FALSE |  | KrFf7urXSjv7Xt0QI+nrSDA4g0C0NvPllpyqWE74Ro0= | C:\Temp\vw\test data\test subfolder\ppmd_templates_OFD02.rvt | A
ppmd_templates_OFD02.rvt | OFD02 - DOOR SCHEDULE | FALSE | Type | Family | FALSE |  | KrFf7urXSjv7Xt0QI+nrSDA4g0C0NvPllpyqWE74Ro0= | C:\Temp\vw\test data\test subfolder\ppmd_templates_OFD02.rvt | Single-Flush
ppmd_templates_OFD02.rvt | OFD02 - DOOR SCHEDULE | FALSE | Count | Count | FALSE |  | KrFf7urXSjv7Xt0QI+nrSDA4g0C0NvPllpyqWE74Ro0= | C:\Temp\vw\test data\test subfolder\ppmd_templates_OFD02.rvt | 1
ppmd_templates_OFD02.rvt | OFD02 - DOOR SCHEDULE | FALSE | Height¦ft - in | Height | FALSE |  | KrFf7urXSjv7Xt0QI+nrSDA4g0C0NvPllpyqWE74Ro0= | C:\Temp\vw\test data\test subfolder\ppmd_templates_OFD02.rvt | 7' - 0"
ppmd_templates_OFD02.rvt | OFD02 - DOOR SCHEDULE | FALSE | Width¦ft - in | Width | FALSE |  | KrFf7urXSjv7Xt0QI+nrSDA4g0C0NvPllpyqWE74Ro0= | C:\Temp\vw\test data\test subfolder\ppmd_templates_OFD02.rvt | 3' - 0"
ppmd_templates_OFD02.rvt | OFD02 - DOOR SCHEDULE | FALSE | Notes | Type Comments | FALSE |  | KrFf7urXSjv7Xt0QI+nrSDA4g0C0NvPllpyqWE74Ro0= | C:\Temp\vw\test data\test subfolder\ppmd_templates_OFD02.rvt
ppmd_templates_OFD02.rvt | OFD02 - ELECTRICAL DESIGN | FALSE | Lighting¦LUX1 | Light_Level_LUX | TRUE | fc853981-f613-4f05-81bd-e48fb947424b | KrFf7urXSjv7Xt0QI+nrSDA4g0C0NvPllpyqWE74Ro0= | C:\Temp\vw\test data\test subfolder\ppmd_templates_OFD02.rvt
ppmd_templates_OFD02.rvt | OFD02 - ELECTRICAL DESIGN | FALSE | Lighting¦Footcandles1 | Light_Level_FC | FALSE |  | KrFf7urXSjv7Xt0QI+nrSDA4g0C0NvPllpyqWE74Ro0= | C:\Temp\vw\test data\test subfolder\ppmd_templates_OFD02.rvt
ppmd_templates_OFD02.rvt | OFD02 - ELECTRICAL DESIGN | FALSE | Lighting¦LUX2 | Light_Level_LUX2 | TRUE | 172f1cff-58cc-41cd-b888-0e7a81d2bf40 | KrFf7urXSjv7Xt0QI+nrSDA4g0C0NvPllpyqWE74Ro0= | C:\Temp\vw\test data\test subfolder\ppmd_templates_OFD02.rvt
ppmd_templates_OFD02.rvt | OFD02 - ELECTRICAL DESIGN | FALSE | Lighting¦Footcandles2 | Light_Level_FC2 | FALSE |  | KrFf7urXSjv7Xt0QI+nrSDA4g0C0NvPllpyqWE74Ro0= | C:\Temp\vw\test data\test subfolder\ppmd_templates_OFD02.rvt
ppmd_templates_OFD02.rvt | OFD02 - ELECTRICAL DESIGN | FALSE | Lighting¦Notes | Light_Notes | TRUE | a36245ac-ea57-45c2-bac5-bed4d04a4f78 | KrFf7urXSjv7Xt0QI+nrSDA4g0C0NvPllpyqWE74Ro0= | C:\Temp\vw\test data\test subfolder\ppmd_templates_OFD02.rvt
ppmd_templates_OFD02.rvt | OFD02 - ELECTRICAL DESIGN | FALSE | Lighting¦Notes2 | Light_Notes2 | TRUE | 6d0b4891-ce4c-45f8-9560-387866098a10 | KrFf7urXSjv7Xt0QI+nrSDA4g0C0NvPllpyqWE74Ro0= | C:\Temp\vw\test data\test subfolder\ppmd_templates_OFD02.rvt
ppmd_templates_OFD02.rvt | OFD02 - ELECTRICAL DESIGN | FALSE | Essential Power¦% Power | ES_Power% | TRUE | 7cbfe71a-865f-4cf4-b400-c67e3939439b | KrFf7urXSjv7Xt0QI+nrSDA4g0C0NvPllpyqWE74Ro0= | C:\Temp\vw\test data\test subfolder\ppmd_templates_OFD02.rvt | -
ppmd_templates_OFD02.rvt | OFD02 - ELECTRICAL DESIGN | FALSE | Essential Power¦% Light | ES_Light% | TRUE | af00a8bb-40cb-434a-a7e5-b4140f3c844f | KrFf7urXSjv7Xt0QI+nrSDA4g0C0NvPllpyqWE74Ro0= | C:\Temp\vw\test data\test subfolder\ppmd_templates_OFD02.rvt | -
ppmd_templates_OFD02.rvt | OFD02 - ELECTRICAL DESIGN | FALSE | Essential Power¦Notes | ES_Notes | TRUE | 0c3ae867-1060-40b5-bb68-261d16a167a0 | KrFf7urXSjv7Xt0QI+nrSDA4g0C0NvPllpyqWE74Ro0= | C:\Temp\vw\test data\test subfolder\ppmd_templates_OFD02.rvt | -
ppmd_templates_OFD02.rvt | OFD02 - EQUIPMENT SCHEDULE | TRUE | JSN | JSN | TRUE | 8632cd76-2ab9-457d-8db7-39197de446a2 | KrFf7urXSjv7Xt0QI+nrSDA4g0C0NvPllpyqWE74Ro0= | C:\Temp\vw\test data\test subfolder\ppmd_templates_OFD02.rvt | A1066¦A5075¦A5080¦A5145¦A5180¦A6046¦E0117¦F0205¦F0275¦F0410¦F2000¦F2010¦F3200¦M1620¦M1801¦P3100
ppmd_templates_OFD02.rvt | OFD02 - EQUIPMENT SCHEDULE | TRUE | Nomenclature | Nomenclature | TRUE | f004b755-1952-4a21-a1c1-98f41ef6a86c | KrFf7urXSjv7Xt0QI+nrSDA4g0C0NvPllpyqWE74Ro0= | C:\Temp\vw\test data\test subfolder\ppmd_templates_OFD02.rvt | Mirror, Float Glass, With SS Frame¦Dispenser, Soap, Disposable¦Dispenser, Paper Towel, SS, Surface Mounted¦Hook, Garment, Double, SS, Surface Mounted¦Track, Cubicle, Surface Mounted, With Curtain¦Artwork, Decorative, With Frame¦Workstation, Straight, Free Standing, 48" W¦Chair, Side With Arms¦Chair, Swivel, High Back¦Cabinet, Filing, Half Height, 2 Drawer¦Basket, Wastepaper, Round, Metal¦Basket, Wastepaper, Step-On¦Clock, Battery, 12" Diameter¦Holder, Chart, Patient, Wall or Door Mounted¦Computer, Microprocessing, w/Flat Panel Monitor¦Lavatory, Vitreous China, Slab Type
ppmd_templates_OFD02.rvt | OFD02 - EQUIPMENT SCHEDULE | TRUE | Qty | Count | FALSE |  | KrFf7urXSjv7Xt0QI+nrSDA4g0C0NvPllpyqWE74Ro0= | C:\Temp\vw\test data\test subfolder\ppmd_templates_OFD02.rvt | 1¦1¦1¦1¦1¦1¦2¦2¦2¦2¦1¦1¦1¦1¦2¦1
ppmd_templates_OFD02.rvt | OFD02 - EQUIPMENT SCHEDULE | TRUE | LF | Comments | FALSE |  | KrFf7urXSjv7Xt0QI+nrSDA4g0C0NvPllpyqWE74Ro0= | C:\Temp\vw\test data\test subfolder\ppmd_templates_OFD02.rvt | 10'-0"
ppmd_templates_OFD02.rvt | OFD02 - EQUIPMENT SCHEDULE | TRUE | Logistics¦AR | CAT_Army | TRUE | fa0e0053-bcc4-42e8-881f-6a4690f994c9 | KrFf7urXSjv7Xt0QI+nrSDA4g0C0NvPllpyqWE74Ro0= | C:\Temp\vw\test data\test subfolder\ppmd_templates_OFD02.rvt | A¦C¦A¦A¦A¦C¦C¦C¦C¦C¦C¦C¦C¦A¦C¦A
ppmd_templates_OFD02.rvt | OFD02 - EQUIPMENT SCHEDULE | TRUE | Logistics¦NA | CAT_Navy | TRUE | 183e77a6-b75d-41a5-8f81-f6abfee236ec | KrFf7urXSjv7Xt0QI+nrSDA4g0C0NvPllpyqWE74Ro0= | C:\Temp\vw\test data\test subfolder\ppmd_templates_OFD02.rvt | A¦C¦A¦A¦A¦C¦C¦C¦C¦C¦C¦C¦C¦A¦C¦A
ppmd_templates_OFD02.rvt | OFD02 - EQUIPMENT SCHEDULE | TRUE | Logistics¦AF | CAT_AF | TRUE | 053816d3-2f83-4e72-9b30-0a25ff75573f | KrFf7urXSjv7Xt0QI+nrSDA4g0C0NvPllpyqWE74Ro0= | C:\Temp\vw\test data\test subfolder\ppmd_templates_OFD02.rvt | A¦C¦A¦A¦A¦C¦C¦C¦C¦C¦C¦C¦C¦A¦C¦A
ppmd_templates_OFD02.rvt | OFD02 - EQUIPMENT SCHEDULE | TRUE | Logistics¦VA | CAT_VA | TRUE | abab06e0-bc20-4958-a9a7-acf73c376614 | KrFf7urXSjv7Xt0QI+nrSDA4g0C0NvPllpyqWE74Ro0= | C:\Temp\vw\test data\test subfolder\ppmd_templates_OFD02.rvt | A¦C¦A¦A¦A¦C¦C¦C¦C¦C¦C¦C¦C¦A¦C¦A
ppmd_templates_OFD02.rvt | OFD02 - EQUIPMENT SCHEDULE | TRUE | Utilities¦1 | UTIL_1_WaterDrain | TRUE | 594b780e-c62e-473b-9f66-4d3db2fa1b7f | KrFf7urXSjv7Xt0QI+nrSDA4g0C0NvPllpyqWE74Ro0= | C:\Temp\vw\test data\test subfolder\ppmd_templates_OFD02.rvt | -¦-¦-¦-¦-¦-¦-¦-¦-¦-¦-¦-¦-¦-¦-¦D
ppmd_templates_OFD02.rvt | OFD02 - EQUIPMENT SCHEDULE | TRUE | Utilities¦2 | UTIL_2_Elec | TRUE | 28082216-138e-4a2f-9824-e96dbd7e3cd0 | KrFf7urXSjv7Xt0QI+nrSDA4g0C0NvPllpyqWE74Ro0= | C:\Temp\vw\test data\test subfolder\ppmd_templates_OFD02.rvt | -¦-¦-¦-¦-¦-¦A¦-¦-¦-¦-¦-¦-¦-¦A¦-
ppmd_templates_OFD02.rvt | OFD02 - EQUIPMENT SCHEDULE | TRUE | Utilities¦3 | UTIL_3_MedGas | TRUE | 22af1ef2-54f0-4b6e-b40a-7064dfb8769c | KrFf7urXSjv7Xt0QI+nrSDA4g0C0NvPllpyqWE74Ro0= | C:\Temp\vw\test data\test subfolder\ppmd_templates_OFD02.rvt | -¦-¦-¦-¦-¦-¦-¦-¦-¦-¦-¦-¦-¦-¦-¦-
ppmd_templates_OFD02.rvt | OFD02 - EQUIPMENT SCHEDULE | TRUE | Utilities¦4 | UTIL_4_MiscGas | TRUE | 745b8c3e-fd4a-4430-994a-d25826e1e484 | KrFf7urXSjv7Xt0QI+nrSDA4g0C0NvPllpyqWE74Ro0= | C:\Temp\vw\test data\test subfolder\ppmd_templates_OFD02.rvt | -¦-¦-¦-¦-¦-¦-¦-¦-¦-¦-¦-¦-¦-¦-¦-
ppmd_templates_OFD02.rvt | OFD02 - EQUIPMENT SCHEDULE | TRUE | Utilities¦5 | UTIL_5_NonMedGas | TRUE | 323edf97-d058-44ef-a0fb-1836c80554d8 | KrFf7urXSjv7Xt0QI+nrSDA4g0C0NvPllpyqWE74Ro0= | C:\Temp\vw\test data\test subfolder\ppmd_templates_OFD02.rvt | -¦-¦-¦-¦-¦-¦-¦-¦-¦-¦-¦-¦-¦-¦-¦-
ppmd_templates_OFD02.rvt | OFD02 - EQUIPMENT SCHEDULE | TRUE | Utilities¦6 | UTIL_6_Misc | TRUE | 38083e2d-8ba3-4868-9752-742b7a4a9586 | KrFf7urXSjv7Xt0QI+nrSDA4g0C0NvPllpyqWE74Ro0= | C:\Temp\vw\test data\test subfolder\ppmd_templates_OFD02.rvt | -¦-¦-¦-¦-¦-¦-¦-¦-¦-¦-¦-¦-¦-¦-¦-
ppmd_templates_OFD02.rvt | OFD02 - INTERIOR DESIGN | FALSE | Floor Finish¦Preferred | Floor Finish | FALSE |  | KrFf7urXSjv7Xt0QI+nrSDA4g0C0NvPllpyqWE74Ro0= | C:\Temp\vw\test data\test subfolder\ppmd_templates_OFD02.rvt | UT
ppmd_templates_OFD02.rvt | OFD02 - INTERIOR DESIGN | FALSE | Floor Finish¦Alternate | Floor Finish2 | TRUE | 4030719d-a272-441a-8bfa-d5eb510a1687 | KrFf7urXSjv7Xt0QI+nrSDA4g0C0NvPllpyqWE74Ro0= | C:\Temp\vw\test data\test subfolder\ppmd_templates_OFD02.rvt
ppmd_templates_OFD02.rvt | OFD02 - INTERIOR DESIGN | FALSE | Wall Finish¦Preferred | Wall Finish | FALSE |  | KrFf7urXSjv7Xt0QI+nrSDA4g0C0NvPllpyqWE74Ro0= | C:\Temp\vw\test data\test subfolder\ppmd_templates_OFD02.rvt | GPT
ppmd_templates_OFD02.rvt | OFD02 - INTERIOR DESIGN | FALSE | Wall Finish¦Alternate | Wall Finish2 | TRUE | 5a49d499-57b3-4e1f-afc0-4c041c862be1 | KrFf7urXSjv7Xt0QI+nrSDA4g0C0NvPllpyqWE74Ro0= | C:\Temp\vw\test data\test subfolder\ppmd_templates_OFD02.rvt
ppmd_templates_OFD02.rvt | OFD02 - INTERIOR DESIGN | FALSE | Ceiling Finish¦Preferred | Ceiling Finish | FALSE |  | KrFf7urXSjv7Xt0QI+nrSDA4g0C0NvPllpyqWE74Ro0= | C:\Temp\vw\test data\test subfolder\ppmd_templates_OFD02.rvt | AT1
ppmd_templates_OFD02.rvt | OFD02 - INTERIOR DESIGN | FALSE | Ceiling Finish¦Alternate | Ceiling Finish2 | TRUE | acb31fd1-378b-4329-97b0-400ae39b5bc4 | KrFf7urXSjv7Xt0QI+nrSDA4g0C0NvPllpyqWE74Ro0= | C:\Temp\vw\test data\test subfolder\ppmd_templates_OFD02.rvt
ppmd_templates_OFD02.rvt | OFD02 - INTERIOR DESIGN | FALSE | Room Height¦ft - in | Ceiling_Hgt_IP | TRUE | 9f14ca4f-2465-4385-a17c-7aa549f64c09 | KrFf7urXSjv7Xt0QI+nrSDA4g0C0NvPllpyqWE74Ro0= | C:\Temp\vw\test data\test subfolder\ppmd_templates_OFD02.rvt | 8' - 0"
ppmd_templates_OFD02.rvt | OFD02 - INTERIOR DESIGN | FALSE | Room Noise¦Min NC | Noise_NC_MIN | TRUE | 8c49df6c-7d6b-49fd-9459-f57d0921d704 | KrFf7urXSjv7Xt0QI+nrSDA4g0C0NvPllpyqWE74Ro0= | C:\Temp\vw\test data\test subfolder\ppmd_templates_OFD02.rvt | 30
ppmd_templates_OFD02.rvt | OFD02 - INTERIOR DESIGN | FALSE | Room Noise¦Max NC | Noise_NC_MAX | TRUE | 629b571a-1c14-443c-b8e8-1130b5edb513 | KrFf7urXSjv7Xt0QI+nrSDA4g0C0NvPllpyqWE74Ro0= | C:\Temp\vw\test data\test subfolder\ppmd_templates_OFD02.rvt | 40
ppmd_templates_OFD02.rvt | OFD02 - INTERIOR DESIGN | FALSE | Room Noise¦SC | Noise_SC | TRUE | 44bf9cd1-070a-432c-87d9-26a3211cfe07 | KrFf7urXSjv7Xt0QI+nrSDA4g0C0NvPllpyqWE74Ro0= | C:\Temp\vw\test data\test subfolder\ppmd_templates_OFD02.rvt | 50
ppmd_templates_OFD02.rvt | OFD02 - MECHANICAL DESIGN | FALSE | Air Balance | Air_Balance | TRUE | 587b3cf9-4450-4d95-b8ef-0e93665dbd91 | KrFf7urXSjv7Xt0QI+nrSDA4g0C0NvPllpyqWE74Ro0= | C:\Temp\vw\test data\test subfolder\ppmd_templates_OFD02.rvt | 0
ppmd_templates_OFD02.rvt | OFD02 - MECHANICAL DESIGN | FALSE | Air Changes Total | Air_Changes_Total | TRUE | 3988d7f3-0f28-4410-866c-5bc65e1d842a | KrFf7urXSjv7Xt0QI+nrSDA4g0C0NvPllpyqWE74Ro0= | C:\Temp\vw\test data\test subfolder\ppmd_templates_OFD02.rvt | 6
ppmd_templates_OFD02.rvt | OFD02 - MECHANICAL DESIGN | FALSE | Air Changes OA | Air_Changes_OA | TRUE | b7af949f-3b64-4f85-9391-d9f17dcaad1e | KrFf7urXSjv7Xt0QI+nrSDA4g0C0NvPllpyqWE74Ro0= | C:\Temp\vw\test data\test subfolder\ppmd_templates_OFD02.rvt | 2
ppmd_templates_OFD02.rvt | OFD02 - MECHANICAL DESIGN | FALSE | 100% Exhaust Air | Exhaust_Air_100% | TRUE | 62b97784-583b-47d5-90a3-a90bbb961b6e | KrFf7urXSjv7Xt0QI+nrSDA4g0C0NvPllpyqWE74Ro0= | C:\Temp\vw\test data\test subfolder\ppmd_templates_OFD02.rvt | -
ppmd_templates_OFD02.rvt | OFD02 - MECHANICAL DESIGN | FALSE | Summer Temp¦F | Temp_Summer_F | TRUE | 1cbf6964-bd0f-4852-b367-ef4828e2e2cc | KrFf7urXSjv7Xt0QI+nrSDA4g0C0NvPllpyqWE74Ro0= | C:\Temp\vw\test data\test subfolder\ppmd_templates_OFD02.rvt
ppmd_templates_OFD02.rvt | OFD02 - MECHANICAL DESIGN | FALSE | Summer Temp¦C | Temp_Summer_C | FALSE |  | KrFf7urXSjv7Xt0QI+nrSDA4g0C0NvPllpyqWE74Ro0= | C:\Temp\vw\test data\test subfolder\ppmd_templates_OFD02.rvt
ppmd_templates_OFD02.rvt | OFD02 - MECHANICAL DESIGN | FALSE | Summer Temp¦Note | Temp_Summer_Note | TRUE | 6248fa3c-bb43-4e1c-91bb-60e102e573b7 | KrFf7urXSjv7Xt0QI+nrSDA4g0C0NvPllpyqWE74Ro0= | C:\Temp\vw\test data\test subfolder\ppmd_templates_OFD02.rvt
ppmd_templates_OFD02.rvt | OFD02 - MECHANICAL DESIGN | FALSE | Winter Temp¦F | Temp_Winter_F | TRUE | b4f9888f-41ad-47ef-a6af-145b3de732c9 | KrFf7urXSjv7Xt0QI+nrSDA4g0C0NvPllpyqWE74Ro0= | C:\Temp\vw\test data\test subfolder\ppmd_templates_OFD02.rvt | 68
ppmd_templates_OFD02.rvt | OFD02 - MECHANICAL DESIGN | FALSE | Winter Temp¦C | Temp_Winter_C | FALSE |  | KrFf7urXSjv7Xt0QI+nrSDA4g0C0NvPllpyqWE74Ro0= | C:\Temp\vw\test data\test subfolder\ppmd_templates_OFD02.rvt | 20
ppmd_templates_OFD02.rvt | OFD02 - MECHANICAL DESIGN | FALSE | Winter Temp¦Note | Temp_Winter_Note | TRUE | aacd83fc-f530-464e-b089-01667d3c52cd | KrFf7urXSjv7Xt0QI+nrSDA4g0C0NvPllpyqWE74Ro0= | C:\Temp\vw\test data\test subfolder\ppmd_templates_OFD02.rvt
ppmd_templates_OFD02.rvt | OFD02 - MECHANICAL DESIGN | FALSE | Max Relative Humidity | Relative_Humidity | TRUE | 36ead6c1-4384-4a65-8654-06a60aef94cb | KrFf7urXSjv7Xt0QI+nrSDA4g0C0NvPllpyqWE74Ro0= | C:\Temp\vw\test data\test subfolder\ppmd_templates_OFD02.rvt | -
ppmd_templates_OFD02.rvt | OFD02 - MECHANICAL DESIGN | FALSE | Filtration¦Interm % | Filtration_Inter_% | TRUE | 4f03ad65-f905-419e-a0cf-8f58fe921fbc | KrFf7urXSjv7Xt0QI+nrSDA4g0C0NvPllpyqWE74Ro0= | C:\Temp\vw\test data\test subfolder\ppmd_templates_OFD02.rvt | 14
ppmd_templates_OFD02.rvt | OFD02 - MECHANICAL DESIGN | FALSE | Filtration¦Final % | Filtration_Final_% | TRUE | cc736e5f-46f5-476a-8d0a-ceb32d8d4e5a | KrFf7urXSjv7Xt0QI+nrSDA4g0C0NvPllpyqWE74Ro0= | C:\Temp\vw\test data\test subfolder\ppmd_templates_OFD02.rvt | -
ppmd_templates_OFD02.rvt | OFD02 - MECHANICAL DESIGN | FALSE | Notes | Mech_Notes | TRUE | a32df790-0ab9-4c4a-b19c-511c2eef6d56 | KrFf7urXSjv7Xt0QI+nrSDA4g0C0NvPllpyqWE74Ro0= | C:\Temp\vw\test data\test subfolder\ppmd_templates_OFD02.rvt | -
ppmd_templates_OFD02.rvt | OFD02 - MEDICAL GAS DESIGN | FALSE | MCA | MedGas_MCA | TRUE | 3b23ea7f-b9f1-4749-8a2b-eb6a4fab4cdc | KrFf7urXSjv7Xt0QI+nrSDA4g0C0NvPllpyqWE74Ro0= | C:\Temp\vw\test data\test subfolder\ppmd_templates_OFD02.rvt | -
ppmd_templates_OFD02.rvt | OFD02 - MEDICAL GAS DESIGN | FALSE | DCA | MedGas_DCA | TRUE | 20dc9c73-7465-4e8a-8300-4a8b5a46a91c | KrFf7urXSjv7Xt0QI+nrSDA4g0C0NvPllpyqWE74Ro0= | C:\Temp\vw\test data\test subfolder\ppmd_templates_OFD02.rvt | -
ppmd_templates_OFD02.rvt | OFD02 - MEDICAL GAS DESIGN | FALSE | LA | MedGas_LA | TRUE | 99801083-d820-4c5f-ad07-ab168e1bbda0 | KrFf7urXSjv7Xt0QI+nrSDA4g0C0NvPllpyqWE74Ro0= | C:\Temp\vw\test data\test subfolder\ppmd_templates_OFD02.rvt | -
ppmd_templates_OFD02.rvt | OFD02 - MEDICAL GAS DESIGN | FALSE | PA | MedGas_PA | TRUE | 55793ba6-1647-428e-86f6-5ce4153c7f2e | KrFf7urXSjv7Xt0QI+nrSDA4g0C0NvPllpyqWE74Ro0= | C:\Temp\vw\test data\test subfolder\ppmd_templates_OFD02.rvt | -
ppmd_templates_OFD02.rvt | OFD02 - MEDICAL GAS DESIGN | FALSE | MV | MedGas_MV | TRUE | 0a0bec6d-9172-4a2c-9fb3-7616a08f677a | KrFf7urXSjv7Xt0QI+nrSDA4g0C0NvPllpyqWE74Ro0= | C:\Temp\vw\test data\test subfolder\ppmd_templates_OFD02.rvt | -
ppmd_templates_OFD02.rvt | OFD02 - MEDICAL GAS DESIGN | FALSE | DHV | MedGas_DHV | TRUE | 79779898-9917-494b-a027-0013b44e14f1 | KrFf7urXSjv7Xt0QI+nrSDA4g0C0NvPllpyqWE74Ro0= | C:\Temp\vw\test data\test subfolder\ppmd_templates_OFD02.rvt | -
ppmd_templates_OFD02.rvt | OFD02 - MEDICAL GAS DESIGN | FALSE | DLV | MedGas_DLV | TRUE | bcdcef93-2e56-440a-a8f7-e9973eadba59 | KrFf7urXSjv7Xt0QI+nrSDA4g0C0NvPllpyqWE74Ro0= | C:\Temp\vw\test data\test subfolder\ppmd_templates_OFD02.rvt | -
ppmd_templates_OFD02.rvt | OFD02 - MEDICAL GAS DESIGN | FALSE | LDE | MedGas_LDE | TRUE | cc6496eb-fa04-4455-81d4-1dfb1e6aaa52 | KrFf7urXSjv7Xt0QI+nrSDA4g0C0NvPllpyqWE74Ro0= | C:\Temp\vw\test data\test subfolder\ppmd_templates_OFD02.rvt | -
ppmd_templates_OFD02.rvt | OFD02 - MEDICAL GAS DESIGN | FALSE | OX | MedGas_OX | TRUE | 59f6c2e0-639e-4476-adf0-a5c19b1199db | KrFf7urXSjv7Xt0QI+nrSDA4g0C0NvPllpyqWE74Ro0= | C:\Temp\vw\test data\test subfolder\ppmd_templates_OFD02.rvt | -
ppmd_templates_OFD02.rvt | OFD02 - MEDICAL GAS DESIGN | FALSE | NO | MedGas_NO | TRUE | 1f31b342-99ad-494b-90ce-f27b8fc04b75 | KrFf7urXSjv7Xt0QI+nrSDA4g0C0NvPllpyqWE74Ro0= | C:\Temp\vw\test data\test subfolder\ppmd_templates_OFD02.rvt | -
ppmd_templates_OFD02.rvt | OFD02 - MEDICAL GAS DESIGN | FALSE | NI | MedGas_NI | TRUE | ea24567d-1f4e-45f9-907f-a79ef8b323b1 | KrFf7urXSjv7Xt0QI+nrSDA4g0C0NvPllpyqWE74Ro0= | C:\Temp\vw\test data\test subfolder\ppmd_templates_OFD02.rvt | -
ppmd_templates_OFD02.rvt | OFD02 - MEDICAL GAS DESIGN | FALSE | WAGD | MedGas_WAGD | TRUE | 1aa3572e-5073-44b4-acb3-ff8739230b69 | KrFf7urXSjv7Xt0QI+nrSDA4g0C0NvPllpyqWE74Ro0= | C:\Temp\vw\test data\test subfolder\ppmd_templates_OFD02.rvt | -
ppmd_templates_OFD02.rvt | OFD02 - MEDICAL GAS DESIGN | FALSE | Notes1 | MedGas_Notes | TRUE | 69d1283f-21ef-46f3-9ebb-e36d00ef4da3 | KrFf7urXSjv7Xt0QI+nrSDA4g0C0NvPllpyqWE74Ro0= | C:\Temp\vw\test data\test subfolder\ppmd_templates_OFD02.rvt | -
ppmd_templates_OFD02.rvt | OFD02 - MEDICAL GAS DESIGN | FALSE | Notes2 | MedGas_Notes2 | TRUE | 867f4341-094b-4cc7-b128-8c28392e09cd | KrFf7urXSjv7Xt0QI+nrSDA4g0C0NvPllpyqWE74Ro0= | C:\Temp\vw\test data\test subfolder\ppmd_templates_OFD02.rvt
ppmd_templates_OFD02.rvt | OFD02 - STRUCTURAL DESIGN | FALSE | Structural Load¦psf | Str_FloorLoad_psf | TRUE | 654b90c9-d71e-4bcd-9f27-a1532becca95 | KrFf7urXSjv7Xt0QI+nrSDA4g0C0NvPllpyqWE74Ro0= | C:\Temp\vw\test data\test subfolder\ppmd_templates_OFD02.rvt | 60
ppmd_templates_OFD02.rvt | OFD02 - STRUCTURAL DESIGN | FALSE | Structural Load¦kPA | Str_FloorLoad_kPA | FALSE |  | KrFf7urXSjv7Xt0QI+nrSDA4g0C0NvPllpyqWE74Ro0= | C:\Temp\vw\test data\test subfolder\ppmd_templates_OFD02.rvt | 3
ppmd_templates_OFD02.rvt | OFD02 - STRUCTURAL DESIGN | FALSE | Notes | Str_Notes | TRUE | 509b36e6-cf53-4158-b357-61e3cedd6faa | KrFf7urXSjv7Xt0QI+nrSDA4g0C0NvPllpyqWE74Ro0= | C:\Temp\vw\test data\test subfolder\ppmd_templates_OFD02.rvt
ppmd_templates_OPCR2.rvt | OPCR2 - DATA/TELEPHONE EQUIPMENT | FALSE | JSN | JSN | TRUE | 8632cd76-2ab9-457d-8db7-39197de446a2 | BjOKUoSgnnLNRNLDMbe/XQBw52bzphkYps88jy78H5Y= | C:\Temp\vw\test data\test subfolder\ppmd_templates_OPCR2.rvt
ppmd_templates_OPCR2.rvt | OPCR2 - DATA/TELEPHONE EQUIPMENT | FALSE | Nomenclature | Nomenclature | TRUE | f004b755-1952-4a21-a1c1-98f41ef6a86c | BjOKUoSgnnLNRNLDMbe/XQBw52bzphkYps88jy78H5Y= | C:\Temp\vw\test data\test subfolder\ppmd_templates_OPCR2.rvt
ppmd_templates_OPCR2.rvt | OPCR2 - DATA/TELEPHONE EQUIPMENT | FALSE | Qty | Count | FALSE |  | BjOKUoSgnnLNRNLDMbe/XQBw52bzphkYps88jy78H5Y= | C:\Temp\vw\test data\test subfolder\ppmd_templates_OPCR2.rvt
ppmd_templates_OPCR2.rvt | OPCR2 - DATA/TELEPHONE EQUIPMENT | FALSE | Logistics¦AR | CAT_Army | TRUE | fa0e0053-bcc4-42e8-881f-6a4690f994c9 | BjOKUoSgnnLNRNLDMbe/XQBw52bzphkYps88jy78H5Y= | C:\Temp\vw\test data\test subfolder\ppmd_templates_OPCR2.rvt
ppmd_templates_OPCR2.rvt | OPCR2 - DATA/TELEPHONE EQUIPMENT | FALSE | Logistics¦NV | CAT_Navy | TRUE | 183e77a6-b75d-41a5-8f81-f6abfee236ec | BjOKUoSgnnLNRNLDMbe/XQBw52bzphkYps88jy78H5Y= | C:\Temp\vw\test data\test subfolder\ppmd_templates_OPCR2.rvt
ppmd_templates_OPCR2.rvt | OPCR2 - DATA/TELEPHONE EQUIPMENT | FALSE | Logistics¦AF | CAT_AF | TRUE | 053816d3-2f83-4e72-9b30-0a25ff75573f | BjOKUoSgnnLNRNLDMbe/XQBw52bzphkYps88jy78H5Y= | C:\Temp\vw\test data\test subfolder\ppmd_templates_OPCR2.rvt
ppmd_templates_OPCR2.rvt | OPCR2 - DATA/TELEPHONE EQUIPMENT | FALSE | Logistics¦VA | CAT_VA | TRUE | abab06e0-bc20-4958-a9a7-acf73c376614 | BjOKUoSgnnLNRNLDMbe/XQBw52bzphkYps88jy78H5Y= | C:\Temp\vw\test data\test subfolder\ppmd_templates_OPCR2.rvt
ppmd_templates_OPCR2.rvt | OPCR2 - DOOR SCHEDULE | FALSE | Mark | Construction Type | FALSE |  | BjOKUoSgnnLNRNLDMbe/XQBw52bzphkYps88jy78H5Y= | C:\Temp\vw\test data\test subfolder\ppmd_templates_OPCR2.rvt | B
ppmd_templates_OPCR2.rvt | OPCR2 - DOOR SCHEDULE | FALSE | Type | Family | FALSE |  | BjOKUoSgnnLNRNLDMbe/XQBw52bzphkYps88jy78H5Y= | C:\Temp\vw\test data\test subfolder\ppmd_templates_OPCR2.rvt | Single-Flush
ppmd_templates_OPCR2.rvt | OPCR2 - DOOR SCHEDULE | FALSE | Count | Count | FALSE |  | BjOKUoSgnnLNRNLDMbe/XQBw52bzphkYps88jy78H5Y= | C:\Temp\vw\test data\test subfolder\ppmd_templates_OPCR2.rvt | 1
ppmd_templates_OPCR2.rvt | OPCR2 - DOOR SCHEDULE | FALSE | Height¦ft - in | Height | FALSE |  | BjOKUoSgnnLNRNLDMbe/XQBw52bzphkYps88jy78H5Y= | C:\Temp\vw\test data\test subfolder\ppmd_templates_OPCR2.rvt | 7' - 0"
ppmd_templates_OPCR2.rvt | OPCR2 - DOOR SCHEDULE | FALSE | Width¦ft - in | Width | FALSE |  | BjOKUoSgnnLNRNLDMbe/XQBw52bzphkYps88jy78H5Y= | C:\Temp\vw\test data\test subfolder\ppmd_templates_OPCR2.rvt | 3' - 6"
ppmd_templates_OPCR2.rvt | OPCR2 - DOOR SCHEDULE | FALSE | Hardware | Door_Hardware | TRUE | aada339e-27db-43a6-a49e-55c88563e0c3 | BjOKUoSgnnLNRNLDMbe/XQBw52bzphkYps88jy78H5Y= | C:\Temp\vw\test data\test subfolder\ppmd_templates_OPCR2.rvt
ppmd_templates_OPCR2.rvt | OPCR2 - DOOR SCHEDULE | FALSE | Notes | Type Comments | FALSE |  | BjOKUoSgnnLNRNLDMbe/XQBw52bzphkYps88jy78H5Y= | C:\Temp\vw\test data\test subfolder\ppmd_templates_OPCR2.rvt
ppmd_templates_OPCR2.rvt | OPCR2 - ELECTRICAL DESIGN | FALSE | Lighting¦LUX1 | Light_Level_LUX | TRUE | fc853981-f613-4f05-81bd-e48fb947424b | BjOKUoSgnnLNRNLDMbe/XQBw52bzphkYps88jy78H5Y= | C:\Temp\vw\test data\test subfolder\ppmd_templates_OPCR2.rvt | 500
ppmd_templates_OPCR2.rvt | OPCR2 - ELECTRICAL DESIGN | FALSE | Lighting¦Footcandles1 | Light_Level_FC | FALSE |  | BjOKUoSgnnLNRNLDMbe/XQBw52bzphkYps88jy78H5Y= | C:\Temp\vw\test data\test subfolder\ppmd_templates_OPCR2.rvt | 46
ppmd_templates_OPCR2.rvt | OPCR2 - ELECTRICAL DESIGN | FALSE | Lighting¦LUX2 | Light_Level_LUX2 | TRUE | 172f1cff-58cc-41cd-b888-0e7a81d2bf40 | BjOKUoSgnnLNRNLDMbe/XQBw52bzphkYps88jy78H5Y= | C:\Temp\vw\test data\test subfolder\ppmd_templates_OPCR2.rvt
ppmd_templates_OPCR2.rvt | OPCR2 - ELECTRICAL DESIGN | FALSE | Lighting¦Footcandles2 | Light_Level_FC2 | FALSE |  | BjOKUoSgnnLNRNLDMbe/XQBw52bzphkYps88jy78H5Y= | C:\Temp\vw\test data\test subfolder\ppmd_templates_OPCR2.rvt
ppmd_templates_OPCR2.rvt | OPCR2 - ELECTRICAL DESIGN | FALSE | Lighting¦Notes | Light_Notes | TRUE | a36245ac-ea57-45c2-bac5-bed4d04a4f78 | BjOKUoSgnnLNRNLDMbe/XQBw52bzphkYps88jy78H5Y= | C:\Temp\vw\test data\test subfolder\ppmd_templates_OPCR2.rvt
ppmd_templates_OPCR2.rvt | OPCR2 - ELECTRICAL DESIGN | FALSE | Lighting¦Notes2 | Light_Notes2 | TRUE | 6d0b4891-ce4c-45f8-9560-387866098a10 | BjOKUoSgnnLNRNLDMbe/XQBw52bzphkYps88jy78H5Y= | C:\Temp\vw\test data\test subfolder\ppmd_templates_OPCR2.rvt | C
ppmd_templates_OPCR2.rvt | OPCR2 - ELECTRICAL DESIGN | FALSE | Essential Power¦% Power | ES_Power% | TRUE | 7cbfe71a-865f-4cf4-b400-c67e3939439b | BjOKUoSgnnLNRNLDMbe/XQBw52bzphkYps88jy78H5Y= | C:\Temp\vw\test data\test subfolder\ppmd_templates_OPCR2.rvt
ppmd_templates_OPCR2.rvt | OPCR2 - ELECTRICAL DESIGN | FALSE | Essential Power¦% Light | ES_Light% | TRUE | af00a8bb-40cb-434a-a7e5-b4140f3c844f | BjOKUoSgnnLNRNLDMbe/XQBw52bzphkYps88jy78H5Y= | C:\Temp\vw\test data\test subfolder\ppmd_templates_OPCR2.rvt
ppmd_templates_OPCR2.rvt | OPCR2 - ELECTRICAL DESIGN | FALSE | Essential Power¦Notes | ES_Notes | TRUE | 0c3ae867-1060-40b5-bb68-261d16a167a0 | BjOKUoSgnnLNRNLDMbe/XQBw52bzphkYps88jy78H5Y= | C:\Temp\vw\test data\test subfolder\ppmd_templates_OPCR2.rvt | -
ppmd_templates_OPCR2.rvt | OPCR2 - EQUIPMENT SCHEDULE | TRUE | JSN | JSN | TRUE | 8632cd76-2ab9-457d-8db7-39197de446a2 | BjOKUoSgnnLNRNLDMbe/XQBw52bzphkYps88jy78H5Y= | C:\Temp\vw\test data\test subfolder\ppmd_templates_OPCR2.rvt | A5075¦A5077¦A5080¦A5106¦A5150¦A5180¦A5180¦C04E0¦C05P0¦CE090¦CS180¦CT030¦E0963¦F0340¦F2020¦F3200¦M0750¦M0755¦M0765¦M1620¦M1803¦M3070¦M3073¦M4255¦M4835¦M7470¦M8320¦M8810¦P3100¦P7650¦X4111
ppmd_templates_OPCR2.rvt | OPCR2 - EQUIPMENT SCHEDULE | TRUE | Nomenclature | Nomenclature | TRUE | f004b755-1952-4a21-a1c1-98f41ef6a86c | BjOKUoSgnnLNRNLDMbe/XQBw52bzphkYps88jy78H5Y= | C:\Temp\vw\test data\test subfolder\ppmd_templates_OPCR2.rvt | Dispenser, Soap, Disposable¦Dispenser, Hand Sanitzer, Hands free¦Dispenser, Paper Towel, SS, Surface Mounted¦Waste Disposal Unit, Sharps w/Glove Dispenser¦Hook, Garment, Triple, Surface Mounted¦Track, Cubicle, Surface Mounted, With Curtain¦Track, Cubicle, Surface Mounted, With Curtain¦Cabinet, UCB, 1 Shelf, 1 Drawer, 2 DO, 36x36x22¦Cabinet, Sink, U/C/B, 2 Door, 36x48x22¦Cabinet, W/H, 2 SH, 2 GDO, Sloping Top, 41x36x16¦Sink, SS, Single Compartment, 12x22x16 ID¦Countertop, High Pressure Laminate¦Cart, General Storage, Mobile¦Stool, Self Adjusting¦Can, Trash, 44 Gallon¦Clock, Battery, 12" Diameter¦Flowmeter, Air, Connect w/50 PSI Supply¦Flowmeter, Oxygen, Low Flow¦Regulator, Vacuum¦Holder, Chart, Patient, Wall or Door Mounted¦Workstation, Computer, Wall Mounted¦Hamper, Linen, Mobile, w/Lid¦Container, Biohazard Waste, Step-on, Fire Safe¦Stand, IV, Adjustable¦Cutter, Cast, w/Vacuum¦Light, Surgical, Ceiling, Single, Small¦Table, Exam, Orthopedic¦Stand, Mayo¦Lavatory, Vitreous China, Slab Type¦Trap, Plaster, Small¦Console, PACS, Remote View, 1k X 1k, 1 Monitor
ppmd_templates_OPCR2.rvt | OPCR2 - EQUIPMENT SCHEDULE | TRUE | Qty | Count | FALSE |  | BjOKUoSgnnLNRNLDMbe/XQBw52bzphkYps88jy78H5Y= | C:\Temp\vw\test data\test subfolder\ppmd_templates_OPCR2.rvt | 1¦1¦1¦2¦2¦2¦1¦1¦1¦1¦1¦1¦2¦2¦1¦1¦4¦4¦4¦1¦2¦1¦2¦2¦1¦2¦2¦2¦1¦1¦2
ppmd_templates_OPCR2.rvt | OPCR2 - EQUIPMENT SCHEDULE | TRUE | LF | Comments | FALSE |  | BjOKUoSgnnLNRNLDMbe/XQBw52bzphkYps88jy78H5Y= | C:\Temp\vw\test data\test subfolder\ppmd_templates_OPCR2.rvt | 10'-0"¦12'-0"
ppmd_templates_OPCR2.rvt | OPCR2 - EQUIPMENT SCHEDULE | TRUE | Logistics¦AR | CAT_Army | TRUE | fa0e0053-bcc4-42e8-881f-6a4690f994c9 | BjOKUoSgnnLNRNLDMbe/XQBw52bzphkYps88jy78H5Y= | C:\Temp\vw\test data\test subfolder\ppmd_templates_OPCR2.rvt | C¦C¦A¦C¦A¦A¦A¦A¦A¦A¦A¦A¦C¦C¦C¦C¦C¦C¦C¦A¦C¦C¦C¦C¦C¦A¦C¦C¦A¦A¦F
ppmd_templates_OPCR2.rvt | OPCR2 - EQUIPMENT SCHEDULE | TRUE | Logistics¦NA | CAT_Navy | TRUE | 183e77a6-b75d-41a5-8f81-f6abfee236ec | BjOKUoSgnnLNRNLDMbe/XQBw52bzphkYps88jy78H5Y= | C:\Temp\vw\test data\test subfolder\ppmd_templates_OPCR2.rvt | C¦C¦A¦A¦A¦A¦A¦A¦A¦A¦A¦A¦C¦C¦C¦C¦C¦C¦C¦A¦C¦C¦C¦C¦C¦A¦C¦C¦A¦A¦F
ppmd_templates_OPCR2.rvt | OPCR2 - EQUIPMENT SCHEDULE | TRUE | Logistics¦AF | CAT_AF | TRUE | 053816d3-2f83-4e72-9b30-0a25ff75573f | BjOKUoSgnnLNRNLDMbe/XQBw52bzphkYps88jy78H5Y= | C:\Temp\vw\test data\test subfolder\ppmd_templates_OPCR2.rvt | C¦C¦A¦C¦A¦A¦A¦A¦A¦A¦A¦A¦C¦C¦C¦C¦C¦C¦C¦A¦C¦C¦C¦C¦C¦A¦C¦C¦A¦A¦F
ppmd_templates_OPCR2.rvt | OPCR2 - EQUIPMENT SCHEDULE | TRUE | Logistics¦VA | CAT_VA | TRUE | abab06e0-bc20-4958-a9a7-acf73c376614 | BjOKUoSgnnLNRNLDMbe/XQBw52bzphkYps88jy78H5Y= | C:\Temp\vw\test data\test subfolder\ppmd_templates_OPCR2.rvt | C¦C¦A¦C¦A¦A¦A¦A¦A¦A¦A¦A¦C¦C¦C¦C¦C¦C¦C¦A¦C¦C¦C¦C¦C¦A¦C¦C¦A¦A¦F
ppmd_templates_OPCR2.rvt | OPCR2 - EQUIPMENT SCHEDULE | TRUE | Utilities¦1 | UTIL_1_WaterDrain | TRUE | 594b780e-c62e-473b-9f66-4d3db2fa1b7f | BjOKUoSgnnLNRNLDMbe/XQBw52bzphkYps88jy78H5Y= | C:\Temp\vw\test data\test subfolder\ppmd_templates_OPCR2.rvt | -¦-¦-¦-¦-¦-¦-¦-¦-¦-¦D¦-¦-¦-¦-¦-¦-¦-¦-¦-¦-¦-¦-¦-¦-¦-¦-¦-¦D¦I¦-
ppmd_templates_OPCR2.rvt | OPCR2 - EQUIPMENT SCHEDULE | TRUE | Utilities¦2 | UTIL_2_Elec | TRUE | 28082216-138e-4a2f-9824-e96dbd7e3cd0 | BjOKUoSgnnLNRNLDMbe/XQBw52bzphkYps88jy78H5Y= | C:\Temp\vw\test data\test subfolder\ppmd_templates_OPCR2.rvt | -¦-¦-¦-¦-¦-¦-¦-¦-¦-¦-¦-¦-¦-¦-¦-¦-¦-¦-¦-¦-¦-¦-¦-¦A¦F¦-¦-¦-¦-¦A
ppmd_templates_OPCR2.rvt | OPCR2 - EQUIPMENT SCHEDULE | TRUE | Utilities¦3 | UTIL_3_MedGas | TRUE | 22af1ef2-54f0-4b6e-b40a-7064dfb8769c | BjOKUoSgnnLNRNLDMbe/XQBw52bzphkYps88jy78H5Y= | C:\Temp\vw\test data\test subfolder\ppmd_templates_OPCR2.rvt | -¦-¦-¦-¦-¦-¦-¦-¦-¦-¦-¦-¦-¦-¦-¦-¦K¦A¦B¦-¦-¦-¦-¦-¦-¦-¦-¦-¦-¦-¦-
ppmd_templates_OPCR2.rvt | OPCR2 - EQUIPMENT SCHEDULE | TRUE | Utilities¦4 | UTIL_4_MiscGas | TRUE | 745b8c3e-fd4a-4430-994a-d25826e1e484 | BjOKUoSgnnLNRNLDMbe/XQBw52bzphkYps88jy78H5Y= | C:\Temp\vw\test data\test subfolder\ppmd_templates_OPCR2.rvt | -¦-¦-¦-¦-¦-¦-¦-¦-¦-¦-¦-¦-¦-¦-¦-¦-¦-¦-¦-¦-¦-¦-¦-¦-¦-¦-¦-¦-¦-¦-
ppmd_templates_OPCR2.rvt | OPCR2 - EQUIPMENT SCHEDULE | TRUE | Utilities¦5 | UTIL_5_NonMedGas | TRUE | 323edf97-d058-44ef-a0fb-1836c80554d8 | BjOKUoSgnnLNRNLDMbe/XQBw52bzphkYps88jy78H5Y= | C:\Temp\vw\test data\test subfolder\ppmd_templates_OPCR2.rvt | -¦-¦-¦-¦-¦-¦-¦-¦-¦-¦-¦-¦-¦-¦-¦-¦-¦-¦-¦-¦-¦-¦-¦-¦-¦-¦-¦-¦-¦-¦-
ppmd_templates_OPCR2.rvt | OPCR2 - EQUIPMENT SCHEDULE | TRUE | Utilities¦6 | UTIL_6_Misc | TRUE | 38083e2d-8ba3-4868-9752-742b7a4a9586 | BjOKUoSgnnLNRNLDMbe/XQBw52bzphkYps88jy78H5Y= | C:\Temp\vw\test data\test subfolder\ppmd_templates_OPCR2.rvt | -¦-¦-¦-¦-¦-¦-¦-¦-¦-¦-¦-¦-¦-¦-¦-¦-¦-¦-¦-¦-¦-¦-¦-¦-¦-¦-¦-¦-¦-¦-
ppmd_templates_OPCR2.rvt | OPCR2 - INTERIOR DESIGN | FALSE | Floor Finish¦Alt #1 | Floor Finish | FALSE |  | BjOKUoSgnnLNRNLDMbe/XQBw52bzphkYps88jy78H5Y= | C:\Temp\vw\test data\test subfolder\ppmd_templates_OPCR2.rvt | VT
ppmd_templates_OPCR2.rvt | OPCR2 - INTERIOR DESIGN | FALSE | Floor Finish¦Alt #2 | Floor Finish2 | TRUE | 4030719d-a272-441a-8bfa-d5eb510a1687 | BjOKUoSgnnLNRNLDMbe/XQBw52bzphkYps88jy78H5Y= | C:\Temp\vw\test data\test subfolder\ppmd_templates_OPCR2.rvt | SV
ppmd_templates_OPCR2.rvt | OPCR2 - INTERIOR DESIGN | FALSE | Wall Finish¦Alt #1 | Wall Finish | FALSE |  | BjOKUoSgnnLNRNLDMbe/XQBw52bzphkYps88jy78H5Y= | C:\Temp\vw\test data\test subfolder\ppmd_templates_OPCR2.rvt | GPT
ppmd_templates_OPCR2.rvt | OPCR2 - INTERIOR DESIGN | FALSE | Wall Finish¦Alt #2 | Wall Finish2 | TRUE | 5a49d499-57b3-4e1f-afc0-4c041c862be1 | BjOKUoSgnnLNRNLDMbe/XQBw52bzphkYps88jy78H5Y= | C:\Temp\vw\test data\test subfolder\ppmd_templates_OPCR2.rvt | GLG
ppmd_templates_OPCR2.rvt | OPCR2 - INTERIOR DESIGN | FALSE | Ceiling Finish¦Alt #1 | Ceiling Finish | FALSE |  | BjOKUoSgnnLNRNLDMbe/XQBw52bzphkYps88jy78H5Y= | C:\Temp\vw\test data\test subfolder\ppmd_templates_OPCR2.rvt | AT1
ppmd_templates_OPCR2.rvt | OPCR2 - INTERIOR DESIGN | FALSE | Ceiling Finish¦Alt #2 | Ceiling Finish2 | TRUE | acb31fd1-378b-4329-97b0-400ae39b5bc4 | BjOKUoSgnnLNRNLDMbe/XQBw52bzphkYps88jy78H5Y= | C:\Temp\vw\test data\test subfolder\ppmd_templates_OPCR2.rvt | GPT
ppmd_templates_OPCR2.rvt | OPCR2 - INTERIOR DESIGN | FALSE | Room Height¦ft - in | Ceiling_Hgt_IP | TRUE | 9f14ca4f-2465-4385-a17c-7aa549f64c09 | BjOKUoSgnnLNRNLDMbe/XQBw52bzphkYps88jy78H5Y= | C:\Temp\vw\test data\test subfolder\ppmd_templates_OPCR2.rvt | 9' - 0"
ppmd_templates_OPCR2.rvt | OPCR2 - INTERIOR DESIGN | FALSE | Room Noise¦Min NC | Noise_NC_MIN | TRUE | 8c49df6c-7d6b-49fd-9459-f57d0921d704 | BjOKUoSgnnLNRNLDMbe/XQBw52bzphkYps88jy78H5Y= | C:\Temp\vw\test data\test subfolder\ppmd_templates_OPCR2.rvt | 30
ppmd_templates_OPCR2.rvt | OPCR2 - INTERIOR DESIGN | FALSE | Room Noise¦Max NC | Noise_NC_MAX | TRUE | 629b571a-1c14-443c-b8e8-1130b5edb513 | BjOKUoSgnnLNRNLDMbe/XQBw52bzphkYps88jy78H5Y= | C:\Temp\vw\test data\test subfolder\ppmd_templates_OPCR2.rvt | 40
ppmd_templates_OPCR2.rvt | OPCR2 - INTERIOR DESIGN | FALSE | Room Noise¦SC | Noise_SC | TRUE | 44bf9cd1-070a-432c-87d9-26a3211cfe07 | BjOKUoSgnnLNRNLDMbe/XQBw52bzphkYps88jy78H5Y= | C:\Temp\vw\test data\test subfolder\ppmd_templates_OPCR2.rvt | 50
ppmd_templates_OPCR2.rvt | OPCR2 - MECHANICAL DESIGN | FALSE | Air Balance | Air_Balance | TRUE | 587b3cf9-4450-4d95-b8ef-0e93665dbd91 | BjOKUoSgnnLNRNLDMbe/XQBw52bzphkYps88jy78H5Y= | C:\Temp\vw\test data\test subfolder\ppmd_templates_OPCR2.rvt
ppmd_templates_OPCR2.rvt | OPCR2 - MECHANICAL DESIGN | FALSE | Air Changes Total | Air_Changes_Total | TRUE | 3988d7f3-0f28-4410-866c-5bc65e1d842a | BjOKUoSgnnLNRNLDMbe/XQBw52bzphkYps88jy78H5Y= | C:\Temp\vw\test data\test subfolder\ppmd_templates_OPCR2.rvt | 10
ppmd_templates_OPCR2.rvt | OPCR2 - MECHANICAL DESIGN | FALSE | Air Changes OA | Air_Changes_OA | TRUE | b7af949f-3b64-4f85-9391-d9f17dcaad1e | BjOKUoSgnnLNRNLDMbe/XQBw52bzphkYps88jy78H5Y= | C:\Temp\vw\test data\test subfolder\ppmd_templates_OPCR2.rvt | 2
ppmd_templates_OPCR2.rvt | OPCR2 - MECHANICAL DESIGN | FALSE | 100% Exhaust Air | Exhaust_Air_100% | TRUE | 62b97784-583b-47d5-90a3-a90bbb961b6e | BjOKUoSgnnLNRNLDMbe/XQBw52bzphkYps88jy78H5Y= | C:\Temp\vw\test data\test subfolder\ppmd_templates_OPCR2.rvt | Y
ppmd_templates_OPCR2.rvt | OPCR2 - MECHANICAL DESIGN | FALSE | Summer Temp¦F | Temp_Summer_F | TRUE | 1cbf6964-bd0f-4852-b367-ef4828e2e2cc | BjOKUoSgnnLNRNLDMbe/XQBw52bzphkYps88jy78H5Y= | C:\Temp\vw\test data\test subfolder\ppmd_templates_OPCR2.rvt
ppmd_templates_OPCR2.rvt | OPCR2 - MECHANICAL DESIGN | FALSE | Summer Temp¦C | Temp_Summer_C | FALSE |  | BjOKUoSgnnLNRNLDMbe/XQBw52bzphkYps88jy78H5Y= | C:\Temp\vw\test data\test subfolder\ppmd_templates_OPCR2.rvt
ppmd_templates_OPCR2.rvt | OPCR2 - MECHANICAL DESIGN | FALSE | Summer Temp¦Note | Temp_Summer_Note | TRUE | 6248fa3c-bb43-4e1c-91bb-60e102e573b7 | BjOKUoSgnnLNRNLDMbe/XQBw52bzphkYps88jy78H5Y= | C:\Temp\vw\test data\test subfolder\ppmd_templates_OPCR2.rvt
ppmd_templates_OPCR2.rvt | OPCR2 - MECHANICAL DESIGN | FALSE | Winter Temp¦F | Temp_Winter_F | TRUE | b4f9888f-41ad-47ef-a6af-145b3de732c9 | BjOKUoSgnnLNRNLDMbe/XQBw52bzphkYps88jy78H5Y= | C:\Temp\vw\test data\test subfolder\ppmd_templates_OPCR2.rvt | 70
ppmd_templates_OPCR2.rvt | OPCR2 - MECHANICAL DESIGN | FALSE | Winter Temp¦C | Temp_Winter_C | FALSE |  | BjOKUoSgnnLNRNLDMbe/XQBw52bzphkYps88jy78H5Y= | C:\Temp\vw\test data\test subfolder\ppmd_templates_OPCR2.rvt | 21
ppmd_templates_OPCR2.rvt | OPCR2 - MECHANICAL DESIGN | FALSE | Winter Temp¦Note | Temp_Winter_Note | TRUE | aacd83fc-f530-464e-b089-01667d3c52cd | BjOKUoSgnnLNRNLDMbe/XQBw52bzphkYps88jy78H5Y= | C:\Temp\vw\test data\test subfolder\ppmd_templates_OPCR2.rvt
ppmd_templates_OPCR2.rvt | OPCR2 - MECHANICAL DESIGN | FALSE | Max Relative Humidity | Relative_Humidity | TRUE | 36ead6c1-4384-4a65-8654-06a60aef94cb | BjOKUoSgnnLNRNLDMbe/XQBw52bzphkYps88jy78H5Y= | C:\Temp\vw\test data\test subfolder\ppmd_templates_OPCR2.rvt
ppmd_templates_OPCR2.rvt | OPCR2 - MECHANICAL DESIGN | FALSE | Filtration¦Interm % | Filtration_Inter_% | TRUE | 4f03ad65-f905-419e-a0cf-8f58fe921fbc | BjOKUoSgnnLNRNLDMbe/XQBw52bzphkYps88jy78H5Y= | C:\Temp\vw\test data\test subfolder\ppmd_templates_OPCR2.rvt | 14
ppmd_templates_OPCR2.rvt | OPCR2 - MECHANICAL DESIGN | FALSE | Filtration¦Final % | Filtration_Final_% | TRUE | cc736e5f-46f5-476a-8d0a-ceb32d8d4e5a | BjOKUoSgnnLNRNLDMbe/XQBw52bzphkYps88jy78H5Y= | C:\Temp\vw\test data\test subfolder\ppmd_templates_OPCR2.rvt
ppmd_templates_OPCR2.rvt | OPCR2 - MECHANICAL DESIGN | FALSE | Notes | Mech_Notes | TRUE | a32df790-0ab9-4c4a-b19c-511c2eef6d56 | BjOKUoSgnnLNRNLDMbe/XQBw52bzphkYps88jy78H5Y= | C:\Temp\vw\test data\test subfolder\ppmd_templates_OPCR2.rvt
ppmd_templates_OPCR2.rvt | OPCR2 - MEDICAL GAS DESIGN | FALSE | MCA | MedGas_MCA | TRUE | 3b23ea7f-b9f1-4749-8a2b-eb6a4fab4cdc | BjOKUoSgnnLNRNLDMbe/XQBw52bzphkYps88jy78H5Y= | C:\Temp\vw\test data\test subfolder\ppmd_templates_OPCR2.rvt | 1
ppmd_templates_OPCR2.rvt | OPCR2 - MEDICAL GAS DESIGN | FALSE | DCA | MedGas_DCA | TRUE | 20dc9c73-7465-4e8a-8300-4a8b5a46a91c | BjOKUoSgnnLNRNLDMbe/XQBw52bzphkYps88jy78H5Y= | C:\Temp\vw\test data\test subfolder\ppmd_templates_OPCR2.rvt | -
ppmd_templates_OPCR2.rvt | OPCR2 - MEDICAL GAS DESIGN | FALSE | LA | MedGas_LA | TRUE | 99801083-d820-4c5f-ad07-ab168e1bbda0 | BjOKUoSgnnLNRNLDMbe/XQBw52bzphkYps88jy78H5Y= | C:\Temp\vw\test data\test subfolder\ppmd_templates_OPCR2.rvt | -
ppmd_templates_OPCR2.rvt | OPCR2 - MEDICAL GAS DESIGN | FALSE | PA | MedGas_PA | TRUE | 55793ba6-1647-428e-86f6-5ce4153c7f2e | BjOKUoSgnnLNRNLDMbe/XQBw52bzphkYps88jy78H5Y= | C:\Temp\vw\test data\test subfolder\ppmd_templates_OPCR2.rvt | -
ppmd_templates_OPCR2.rvt | OPCR2 - MEDICAL GAS DESIGN | FALSE | MV | MedGas_MV | TRUE | 0a0bec6d-9172-4a2c-9fb3-7616a08f677a | BjOKUoSgnnLNRNLDMbe/XQBw52bzphkYps88jy78H5Y= | C:\Temp\vw\test data\test subfolder\ppmd_templates_OPCR2.rvt | 1
ppmd_templates_OPCR2.rvt | OPCR2 - MEDICAL GAS DESIGN | FALSE | DHV | MedGas_DHV | TRUE | 79779898-9917-494b-a027-0013b44e14f1 | BjOKUoSgnnLNRNLDMbe/XQBw52bzphkYps88jy78H5Y= | C:\Temp\vw\test data\test subfolder\ppmd_templates_OPCR2.rvt | -
ppmd_templates_OPCR2.rvt | OPCR2 - MEDICAL GAS DESIGN | FALSE | DLV | MedGas_DLV | TRUE | bcdcef93-2e56-440a-a8f7-e9973eadba59 | BjOKUoSgnnLNRNLDMbe/XQBw52bzphkYps88jy78H5Y= | C:\Temp\vw\test data\test subfolder\ppmd_templates_OPCR2.rvt | -
ppmd_templates_OPCR2.rvt | OPCR2 - MEDICAL GAS DESIGN | FALSE | LDE | MedGas_LDE | TRUE | cc6496eb-fa04-4455-81d4-1dfb1e6aaa52 | BjOKUoSgnnLNRNLDMbe/XQBw52bzphkYps88jy78H5Y= | C:\Temp\vw\test data\test subfolder\ppmd_templates_OPCR2.rvt | -
ppmd_templates_OPCR2.rvt | OPCR2 - MEDICAL GAS DESIGN | FALSE | OX | MedGas_OX | TRUE | 59f6c2e0-639e-4476-adf0-a5c19b1199db | BjOKUoSgnnLNRNLDMbe/XQBw52bzphkYps88jy78H5Y= | C:\Temp\vw\test data\test subfolder\ppmd_templates_OPCR2.rvt | 1
ppmd_templates_OPCR2.rvt | OPCR2 - MEDICAL GAS DESIGN | FALSE | NO | MedGas_NO | TRUE | 1f31b342-99ad-494b-90ce-f27b8fc04b75 | BjOKUoSgnnLNRNLDMbe/XQBw52bzphkYps88jy78H5Y= | C:\Temp\vw\test data\test subfolder\ppmd_templates_OPCR2.rvt
ppmd_templates_OPCR2.rvt | OPCR2 - MEDICAL GAS DESIGN | FALSE | NI | MedGas_NI | TRUE | ea24567d-1f4e-45f9-907f-a79ef8b323b1 | BjOKUoSgnnLNRNLDMbe/XQBw52bzphkYps88jy78H5Y= | C:\Temp\vw\test data\test subfolder\ppmd_templates_OPCR2.rvt
ppmd_templates_OPCR2.rvt | OPCR2 - MEDICAL GAS DESIGN | FALSE | WAGD | MedGas_WAGD | TRUE | 1aa3572e-5073-44b4-acb3-ff8739230b69 | BjOKUoSgnnLNRNLDMbe/XQBw52bzphkYps88jy78H5Y= | C:\Temp\vw\test data\test subfolder\ppmd_templates_OPCR2.rvt
ppmd_templates_OPCR2.rvt | OPCR2 - MEDICAL GAS DESIGN | FALSE | Notes1 | MedGas_Notes | TRUE | 69d1283f-21ef-46f3-9ebb-e36d00ef4da3 | BjOKUoSgnnLNRNLDMbe/XQBw52bzphkYps88jy78H5Y= | C:\Temp\vw\test data\test subfolder\ppmd_templates_OPCR2.rvt
ppmd_templates_OPCR2.rvt | OPCR2 - MEDICAL GAS DESIGN | FALSE | Notes2 | MedGas_Notes2 | TRUE | 867f4341-094b-4cc7-b128-8c28392e09cd | BjOKUoSgnnLNRNLDMbe/XQBw52bzphkYps88jy78H5Y= | C:\Temp\vw\test data\test subfolder\ppmd_templates_OPCR2.rvt
ppmd_templates_OPCR2.rvt | OPCR2 - STRUCTURAL DESIGN | FALSE | Structural Load¦psf | Str_FloorLoad_psf | TRUE | 654b90c9-d71e-4bcd-9f27-a1532becca95 | BjOKUoSgnnLNRNLDMbe/XQBw52bzphkYps88jy78H5Y= | C:\Temp\vw\test data\test subfolder\ppmd_templates_OPCR2.rvt | 60
ppmd_templates_OPCR2.rvt | OPCR2 - STRUCTURAL DESIGN | FALSE | Structural Load¦kPA | Str_FloorLoad_kPA | FALSE |  | BjOKUoSgnnLNRNLDMbe/XQBw52bzphkYps88jy78H5Y= | C:\Temp\vw\test data\test subfolder\ppmd_templates_OPCR2.rvt | 3
ppmd_templates_OPCR2.rvt | OPCR2 - STRUCTURAL DESIGN | FALSE | Notes | Str_Notes | TRUE | 509b36e6-cf53-4158-b357-61e3cedd6faa | BjOKUoSgnnLNRNLDMbe/XQBw52bzphkYps88jy78H5Y= | C:\Temp\vw\test data\test subfolder\ppmd_templates_OPCR2.rvt
ppmd_templates_OPIR1.rvt | OPIR1 - DATA/TELEPHONE EQUIPMENT | FALSE | JSN | JSN | TRUE | 8632cd76-2ab9-457d-8db7-39197de446a2 | MNtvRJeKtdSCW45ySaX0HzQLzQCKaO+V4cTIM12HsOI= | C:\Temp\vw\test data\test subfolder\ppmd_templates_OPIR1.rvt
ppmd_templates_OPIR1.rvt | OPIR1 - DATA/TELEPHONE EQUIPMENT | FALSE | Nomenclature | Nomenclature | TRUE | f004b755-1952-4a21-a1c1-98f41ef6a86c | MNtvRJeKtdSCW45ySaX0HzQLzQCKaO+V4cTIM12HsOI= | C:\Temp\vw\test data\test subfolder\ppmd_templates_OPIR1.rvt
ppmd_templates_OPIR1.rvt | OPIR1 - DATA/TELEPHONE EQUIPMENT | FALSE | Qty | Count | FALSE |  | MNtvRJeKtdSCW45ySaX0HzQLzQCKaO+V4cTIM12HsOI= | C:\Temp\vw\test data\test subfolder\ppmd_templates_OPIR1.rvt
ppmd_templates_OPIR1.rvt | OPIR1 - DATA/TELEPHONE EQUIPMENT | FALSE | Logistics¦AR | CAT_Army | TRUE | fa0e0053-bcc4-42e8-881f-6a4690f994c9 | MNtvRJeKtdSCW45ySaX0HzQLzQCKaO+V4cTIM12HsOI= | C:\Temp\vw\test data\test subfolder\ppmd_templates_OPIR1.rvt
ppmd_templates_OPIR1.rvt | OPIR1 - DATA/TELEPHONE EQUIPMENT | FALSE | Logistics¦NA | CAT_Navy | TRUE | 183e77a6-b75d-41a5-8f81-f6abfee236ec | MNtvRJeKtdSCW45ySaX0HzQLzQCKaO+V4cTIM12HsOI= | C:\Temp\vw\test data\test subfolder\ppmd_templates_OPIR1.rvt
ppmd_templates_OPIR1.rvt | OPIR1 - DATA/TELEPHONE EQUIPMENT | FALSE | Logistics¦AF | CAT_AF | TRUE | 053816d3-2f83-4e72-9b30-0a25ff75573f | MNtvRJeKtdSCW45ySaX0HzQLzQCKaO+V4cTIM12HsOI= | C:\Temp\vw\test data\test subfolder\ppmd_templates_OPIR1.rvt
ppmd_templates_OPIR1.rvt | OPIR1 - DATA/TELEPHONE EQUIPMENT | FALSE | Logistics¦VA | CAT_VA | TRUE | abab06e0-bc20-4958-a9a7-acf73c376614 | MNtvRJeKtdSCW45ySaX0HzQLzQCKaO+V4cTIM12HsOI= | C:\Temp\vw\test data\test subfolder\ppmd_templates_OPIR1.rvt
ppmd_templates_OPIR1.rvt | OPIR1 - DOOR SCHEDULE | FALSE | Mark | Construction Type | FALSE |  | MNtvRJeKtdSCW45ySaX0HzQLzQCKaO+V4cTIM12HsOI= | C:\Temp\vw\test data\test subfolder\ppmd_templates_OPIR1.rvt | A
ppmd_templates_OPIR1.rvt | OPIR1 - DOOR SCHEDULE | FALSE | Type | Family | FALSE |  | MNtvRJeKtdSCW45ySaX0HzQLzQCKaO+V4cTIM12HsOI= | C:\Temp\vw\test data\test subfolder\ppmd_templates_OPIR1.rvt | Single-Flush
ppmd_templates_OPIR1.rvt | OPIR1 - DOOR SCHEDULE | FALSE | Count | Count | FALSE |  | MNtvRJeKtdSCW45ySaX0HzQLzQCKaO+V4cTIM12HsOI= | C:\Temp\vw\test data\test subfolder\ppmd_templates_OPIR1.rvt | 1
ppmd_templates_OPIR1.rvt | OPIR1 - DOOR SCHEDULE | FALSE | Height¦ft - in | Height | FALSE |  | MNtvRJeKtdSCW45ySaX0HzQLzQCKaO+V4cTIM12HsOI= | C:\Temp\vw\test data\test subfolder\ppmd_templates_OPIR1.rvt | 7' - 0"
ppmd_templates_OPIR1.rvt | OPIR1 - DOOR SCHEDULE | FALSE | Width¦ft - in | Width | FALSE |  | MNtvRJeKtdSCW45ySaX0HzQLzQCKaO+V4cTIM12HsOI= | C:\Temp\vw\test data\test subfolder\ppmd_templates_OPIR1.rvt | 3' - 0"
ppmd_templates_OPIR1.rvt | OPIR1 - DOOR SCHEDULE | FALSE | Notes | Type Comments | FALSE |  | MNtvRJeKtdSCW45ySaX0HzQLzQCKaO+V4cTIM12HsOI= | C:\Temp\vw\test data\test subfolder\ppmd_templates_OPIR1.rvt
ppmd_templates_OPIR1.rvt | OPIR1 - ELECTRICAL DESIGN | FALSE | Lighting¦LUX1 | Light_Level_LUX | TRUE | fc853981-f613-4f05-81bd-e48fb947424b | MNtvRJeKtdSCW45ySaX0HzQLzQCKaO+V4cTIM12HsOI= | C:\Temp\vw\test data\test subfolder\ppmd_templates_OPIR1.rvt | 500
ppmd_templates_OPIR1.rvt | OPIR1 - ELECTRICAL DESIGN | FALSE | Lighting¦Footcandles1 | Light_Level_FC | FALSE |  | MNtvRJeKtdSCW45ySaX0HzQLzQCKaO+V4cTIM12HsOI= | C:\Temp\vw\test data\test subfolder\ppmd_templates_OPIR1.rvt | 46
ppmd_templates_OPIR1.rvt | OPIR1 - ELECTRICAL DESIGN | FALSE | Lighting¦LUX2 | Light_Level_LUX2 | TRUE | 172f1cff-58cc-41cd-b888-0e7a81d2bf40 | MNtvRJeKtdSCW45ySaX0HzQLzQCKaO+V4cTIM12HsOI= | C:\Temp\vw\test data\test subfolder\ppmd_templates_OPIR1.rvt | 1100
ppmd_templates_OPIR1.rvt | OPIR1 - ELECTRICAL DESIGN | FALSE | Lighting¦Footcandles2 | Light_Level_FC2 | FALSE |  | MNtvRJeKtdSCW45ySaX0HzQLzQCKaO+V4cTIM12HsOI= | C:\Temp\vw\test data\test subfolder\ppmd_templates_OPIR1.rvt | 102
ppmd_templates_OPIR1.rvt | OPIR1 - ELECTRICAL DESIGN | FALSE | Lighting¦Notes | Light_Notes | TRUE | a36245ac-ea57-45c2-bac5-bed4d04a4f78 | MNtvRJeKtdSCW45ySaX0HzQLzQCKaO+V4cTIM12HsOI= | C:\Temp\vw\test data\test subfolder\ppmd_templates_OPIR1.rvt | D
ppmd_templates_OPIR1.rvt | OPIR1 - ELECTRICAL DESIGN | FALSE | Lighting¦Notes2 | Light_Notes2 | TRUE | 6d0b4891-ce4c-45f8-9560-387866098a10 | MNtvRJeKtdSCW45ySaX0HzQLzQCKaO+V4cTIM12HsOI= | C:\Temp\vw\test data\test subfolder\ppmd_templates_OPIR1.rvt
ppmd_templates_OPIR1.rvt | OPIR1 - ELECTRICAL DESIGN | FALSE | Essential Power¦% Power | ES_Power% | TRUE | 7cbfe71a-865f-4cf4-b400-c67e3939439b | MNtvRJeKtdSCW45ySaX0HzQLzQCKaO+V4cTIM12HsOI= | C:\Temp\vw\test data\test subfolder\ppmd_templates_OPIR1.rvt | R
ppmd_templates_OPIR1.rvt | OPIR1 - ELECTRICAL DESIGN | FALSE | Essential Power¦% Light | ES_Light% | TRUE | af00a8bb-40cb-434a-a7e5-b4140f3c844f | MNtvRJeKtdSCW45ySaX0HzQLzQCKaO+V4cTIM12HsOI= | C:\Temp\vw\test data\test subfolder\ppmd_templates_OPIR1.rvt | LB
ppmd_templates_OPIR1.rvt | OPIR1 - ELECTRICAL DESIGN | FALSE | Essential Power¦Notes | ES_Notes | TRUE | 0c3ae867-1060-40b5-bb68-261d16a167a0 | MNtvRJeKtdSCW45ySaX0HzQLzQCKaO+V4cTIM12HsOI= | C:\Temp\vw\test data\test subfolder\ppmd_templates_OPIR1.rvt | -
ppmd_templates_OPIR1.rvt | OPIR1 - EQUIPMENT SCHEDULE | TRUE | JSN | JSN | TRUE | 8632cd76-2ab9-457d-8db7-39197de446a2 | MNtvRJeKtdSCW45ySaX0HzQLzQCKaO+V4cTIM12HsOI= | C:\Temp\vw\test data\test subfolder\ppmd_templates_OPIR1.rvt | A5075¦A5082¦A5106¦A5145¦A5180¦A5180¦A5180¦C02Q0¦C03L0¦CE030¦CS140¦CT020¦E0117¦E0954¦E0963¦F0205¦F0300¦F2010¦F3200¦M1100¦M1110¦M1801¦M1825¦M4116¦M4655¦M7660¦M8770¦R6070
ppmd_templates_OPIR1.rvt | OPIR1 - EQUIPMENT SCHEDULE | TRUE | Nomenclature | Nomenclature | TRUE | f004b755-1952-4a21-a1c1-98f41ef6a86c | MNtvRJeKtdSCW45ySaX0HzQLzQCKaO+V4cTIM12HsOI= | C:\Temp\vw\test data\test subfolder\ppmd_templates_OPIR1.rvt | Dispenser, Soap, Disposable¦Dispenser, Paper Towel, Sensor, Hands Free¦Waste Disposal Unit, Sharps w/Glove Dispenser¦Hook, Garment, Double, SS, Surface Mounted¦Track, Cubicle, Surface Mounted, With Curtain¦Track, Cubicle, Surface Mounted, With Curtain¦Track, Cubicle, Surface Mounted, With Curtain¦Cabinet, Sink, U/C/B, 1 Door, 36x24x22¦Cabinet, U/C/B, 1 DR, 3 Half DR, 1 Door, 30" W¦Cabinet, W/H, 2 SH, 2 GDO, Sloping Top, 38x30x13¦Sink, SS, Single Compartment, 10x14x16 ID¦Countertop, Solid Surface¦Workstation, Straight, Free Standing, 48" W¦Cart, Emergency, Mobile, 66"H x 52"W x 22"D¦Cart, General Storage, Mobile¦Chair, Side With Arms¦Chair, Task, Swivel, With Arms¦Basket, Wastepaper, Step-On¦Clock, Battery, 12" Diameter¦Resuscitator, Bag-Mask, Hand Operated¦Resuscitator, Bag-Mask, Hand Op, Infant¦Computer, Microprocessing, w/Flat Panel Monitor¦Printer, Computer¦Monitor, Vital Signs¦Stretcher, Mobile, CRS, 9 Position¦Defibrillator/Monitor/Recorder, Portable¦Aspirator/Pressure Unit, General Purpose¦Refrigerator/Freezer, Biological Upright, 18 Cubic Feet
ppmd_templates_OPIR1.rvt | OPIR1 - EQUIPMENT SCHEDULE | TRUE | Qty | Count | FALSE |  | MNtvRJeKtdSCW45ySaX0HzQLzQCKaO+V4cTIM12HsOI= | C:\Temp\vw\test data\test subfolder\ppmd_templates_OPIR1.rvt | 1¦1¦3¦2¦1¦1¦1¦1¦1¦1¦1¦1¦1¦1¦2¦2¦1¦1¦1¦1¦1¦1¦1¦1¦1¦1¦1¦1
ppmd_templates_OPIR1.rvt | OPIR1 - EQUIPMENT SCHEDULE | TRUE | LF | Comments | FALSE |  | MNtvRJeKtdSCW45ySaX0HzQLzQCKaO+V4cTIM12HsOI= | C:\Temp\vw\test data\test subfolder\ppmd_templates_OPIR1.rvt | 8'-0"¦7'-0"¦5'-0"¦¦¦¦¦5'-0"
ppmd_templates_OPIR1.rvt | OPIR1 - EQUIPMENT SCHEDULE | TRUE | Logistics¦AR | CAT_Army | TRUE | fa0e0053-bcc4-42e8-881f-6a4690f994c9 | MNtvRJeKtdSCW45ySaX0HzQLzQCKaO+V4cTIM12HsOI= | C:\Temp\vw\test data\test subfolder\ppmd_templates_OPIR1.rvt | C¦A¦C¦A¦A¦A¦A¦A¦A¦A¦A¦A¦C¦C¦C¦C¦C¦C¦C¦C¦C¦C¦C¦C¦C¦C¦C¦C
ppmd_templates_OPIR1.rvt | OPIR1 - EQUIPMENT SCHEDULE | TRUE | Logistics¦NA | CAT_Navy | TRUE | 183e77a6-b75d-41a5-8f81-f6abfee236ec | MNtvRJeKtdSCW45ySaX0HzQLzQCKaO+V4cTIM12HsOI= | C:\Temp\vw\test data\test subfolder\ppmd_templates_OPIR1.rvt | C¦A¦A¦A¦A¦A¦A¦A¦A¦A¦A¦A¦C¦C¦C¦C¦C¦C¦C¦C¦C¦C¦C¦C¦C¦C¦C¦C
ppmd_templates_OPIR1.rvt | OPIR1 - EQUIPMENT SCHEDULE | TRUE | Logistics¦AF | CAT_AF | TRUE | 053816d3-2f83-4e72-9b30-0a25ff75573f | MNtvRJeKtdSCW45ySaX0HzQLzQCKaO+V4cTIM12HsOI= | C:\Temp\vw\test data\test subfolder\ppmd_templates_OPIR1.rvt | C¦-¦C¦A¦A¦A¦A¦A¦A¦A¦A¦-¦-¦C¦C¦C¦C¦C¦C¦-¦-¦C¦C¦C¦C¦C¦-¦C
ppmd_templates_OPIR1.rvt | OPIR1 - EQUIPMENT SCHEDULE | TRUE | Logistics¦VA | CAT_VA | TRUE | abab06e0-bc20-4958-a9a7-acf73c376614 | MNtvRJeKtdSCW45ySaX0HzQLzQCKaO+V4cTIM12HsOI= | C:\Temp\vw\test data\test subfolder\ppmd_templates_OPIR1.rvt | C¦-¦C¦A¦A¦A¦A¦A¦A¦A¦A¦-¦-¦C¦C¦C¦C¦C¦C¦-¦-¦C¦C¦C¦C¦C¦-¦C
ppmd_templates_OPIR1.rvt | OPIR1 - EQUIPMENT SCHEDULE | TRUE | Utilities¦1 | UTIL_1_WaterDrain | TRUE | 594b780e-c62e-473b-9f66-4d3db2fa1b7f | MNtvRJeKtdSCW45ySaX0HzQLzQCKaO+V4cTIM12HsOI= | C:\Temp\vw\test data\test subfolder\ppmd_templates_OPIR1.rvt | -¦-¦-¦-¦-¦-¦-¦-¦-¦-¦D¦-¦-¦-¦-¦-¦-¦-¦-¦-¦-¦-¦-¦-¦-¦-¦-¦-
ppmd_templates_OPIR1.rvt | OPIR1 - EQUIPMENT SCHEDULE | TRUE | Utilities¦2 | UTIL_2_Elec | TRUE | 28082216-138e-4a2f-9824-e96dbd7e3cd0 | MNtvRJeKtdSCW45ySaX0HzQLzQCKaO+V4cTIM12HsOI= | C:\Temp\vw\test data\test subfolder\ppmd_templates_OPIR1.rvt | -¦-¦-¦-¦-¦-¦-¦-¦-¦-¦-¦-¦A¦-¦-¦-¦-¦-¦-¦-¦-¦A¦A¦A¦-¦A¦A¦A
ppmd_templates_OPIR1.rvt | OPIR1 - EQUIPMENT SCHEDULE | TRUE | Utilities¦3 | UTIL_3_MedGas | TRUE | 22af1ef2-54f0-4b6e-b40a-7064dfb8769c | MNtvRJeKtdSCW45ySaX0HzQLzQCKaO+V4cTIM12HsOI= | C:\Temp\vw\test data\test subfolder\ppmd_templates_OPIR1.rvt | -¦-¦-¦-¦-¦-¦-¦-¦-¦-¦-¦-¦-¦-¦-¦-¦-¦-¦-¦-¦-¦-¦-¦-¦-¦-¦-¦-
ppmd_templates_OPIR1.rvt | OPIR1 - EQUIPMENT SCHEDULE | TRUE | Utilities¦4 | UTIL_4_MiscGas | TRUE | 745b8c3e-fd4a-4430-994a-d25826e1e484 | MNtvRJeKtdSCW45ySaX0HzQLzQCKaO+V4cTIM12HsOI= | C:\Temp\vw\test data\test subfolder\ppmd_templates_OPIR1.rvt | -¦-¦-¦-¦-¦-¦-¦-¦-¦-¦-¦-¦-¦-¦-¦-¦-¦-¦-¦-¦-¦-¦-¦-¦-¦-¦-¦-
ppmd_templates_OPIR1.rvt | OPIR1 - EQUIPMENT SCHEDULE | TRUE | Utilities¦5 | UTIL_5_NonMedGas | TRUE | 323edf97-d058-44ef-a0fb-1836c80554d8 | MNtvRJeKtdSCW45ySaX0HzQLzQCKaO+V4cTIM12HsOI= | C:\Temp\vw\test data\test subfolder\ppmd_templates_OPIR1.rvt | -¦-¦-¦-¦-¦-¦-¦-¦-¦-¦-¦-¦-¦-¦-¦-¦-¦-¦-¦-¦-¦-¦-¦-¦-¦-¦-¦-
ppmd_templates_OPIR1.rvt | OPIR1 - EQUIPMENT SCHEDULE | TRUE | Utilities¦6 | UTIL_6_Misc | TRUE | 38083e2d-8ba3-4868-9752-742b7a4a9586 | MNtvRJeKtdSCW45ySaX0HzQLzQCKaO+V4cTIM12HsOI= | C:\Temp\vw\test data\test subfolder\ppmd_templates_OPIR1.rvt | -¦-¦-¦-¦-¦-¦-¦-¦-¦-¦-¦-¦-¦-¦-¦-¦-¦-¦-¦-¦-¦-¦-¦-¦-¦-¦-¦C
ppmd_templates_OPIR1.rvt | OPIR1 - INTERIOR DESIGN | FALSE | Floor Finish¦Preferred | Floor Finish | FALSE |  | MNtvRJeKtdSCW45ySaX0HzQLzQCKaO+V4cTIM12HsOI= | C:\Temp\vw\test data\test subfolder\ppmd_templates_OPIR1.rvt
ppmd_templates_OPIR1.rvt | OPIR1 - INTERIOR DESIGN | FALSE | Floor Finish¦Alternate | Floor Finish2 | TRUE | 4030719d-a272-441a-8bfa-d5eb510a1687 | MNtvRJeKtdSCW45ySaX0HzQLzQCKaO+V4cTIM12HsOI= | C:\Temp\vw\test data\test subfolder\ppmd_templates_OPIR1.rvt
ppmd_templates_OPIR1.rvt | OPIR1 - INTERIOR DESIGN | FALSE | Wall Finish¦Preferred | Wall Finish | FALSE |  | MNtvRJeKtdSCW45ySaX0HzQLzQCKaO+V4cTIM12HsOI= | C:\Temp\vw\test data\test subfolder\ppmd_templates_OPIR1.rvt
ppmd_templates_OPIR1.rvt | OPIR1 - INTERIOR DESIGN | FALSE | Wall Finish¦Alternate | Wall Finish2 | TRUE | 5a49d499-57b3-4e1f-afc0-4c041c862be1 | MNtvRJeKtdSCW45ySaX0HzQLzQCKaO+V4cTIM12HsOI= | C:\Temp\vw\test data\test subfolder\ppmd_templates_OPIR1.rvt
ppmd_templates_OPIR1.rvt | OPIR1 - INTERIOR DESIGN | FALSE | Ceiling Finish¦Preferred | Ceiling Finish | FALSE |  | MNtvRJeKtdSCW45ySaX0HzQLzQCKaO+V4cTIM12HsOI= | C:\Temp\vw\test data\test subfolder\ppmd_templates_OPIR1.rvt
ppmd_templates_OPIR1.rvt | OPIR1 - INTERIOR DESIGN | FALSE | Ceiling Finish¦Alternate | Ceiling Finish2 | TRUE | acb31fd1-378b-4329-97b0-400ae39b5bc4 | MNtvRJeKtdSCW45ySaX0HzQLzQCKaO+V4cTIM12HsOI= | C:\Temp\vw\test data\test subfolder\ppmd_templates_OPIR1.rvt
ppmd_templates_OPIR1.rvt | OPIR1 - INTERIOR DESIGN | FALSE | Room Height¦ft - in | Ceiling_Hgt_IP | TRUE | 9f14ca4f-2465-4385-a17c-7aa549f64c09 | MNtvRJeKtdSCW45ySaX0HzQLzQCKaO+V4cTIM12HsOI= | C:\Temp\vw\test data\test subfolder\ppmd_templates_OPIR1.rvt
ppmd_templates_OPIR1.rvt | OPIR1 - INTERIOR DESIGN | FALSE | Room Noise¦Min NC | Noise_NC_MIN | TRUE | 8c49df6c-7d6b-49fd-9459-f57d0921d704 | MNtvRJeKtdSCW45ySaX0HzQLzQCKaO+V4cTIM12HsOI= | C:\Temp\vw\test data\test subfolder\ppmd_templates_OPIR1.rvt
ppmd_templates_OPIR1.rvt | OPIR1 - INTERIOR DESIGN | FALSE | Room Noise¦Max NC | Noise_NC_MAX | TRUE | 629b571a-1c14-443c-b8e8-1130b5edb513 | MNtvRJeKtdSCW45ySaX0HzQLzQCKaO+V4cTIM12HsOI= | C:\Temp\vw\test data\test subfolder\ppmd_templates_OPIR1.rvt
ppmd_templates_OPIR1.rvt | OPIR1 - INTERIOR DESIGN | FALSE | Room Noise¦SC | Noise_SC | TRUE | 44bf9cd1-070a-432c-87d9-26a3211cfe07 | MNtvRJeKtdSCW45ySaX0HzQLzQCKaO+V4cTIM12HsOI= | C:\Temp\vw\test data\test subfolder\ppmd_templates_OPIR1.rvt
ppmd_templates_OPIR1.rvt | OPIR1 - MECHANICAL DESIGN | FALSE | Air Balance | Air_Balance | TRUE | 587b3cf9-4450-4d95-b8ef-0e93665dbd91 | MNtvRJeKtdSCW45ySaX0HzQLzQCKaO+V4cTIM12HsOI= | C:\Temp\vw\test data\test subfolder\ppmd_templates_OPIR1.rvt
ppmd_templates_OPIR1.rvt | OPIR1 - MECHANICAL DESIGN | FALSE | Air Changes Total | Air_Changes_Total | TRUE | 3988d7f3-0f28-4410-866c-5bc65e1d842a | MNtvRJeKtdSCW45ySaX0HzQLzQCKaO+V4cTIM12HsOI= | C:\Temp\vw\test data\test subfolder\ppmd_templates_OPIR1.rvt
ppmd_templates_OPIR1.rvt | OPIR1 - MECHANICAL DESIGN | FALSE | Air Changes OA | Air_Changes_OA | TRUE | b7af949f-3b64-4f85-9391-d9f17dcaad1e | MNtvRJeKtdSCW45ySaX0HzQLzQCKaO+V4cTIM12HsOI= | C:\Temp\vw\test data\test subfolder\ppmd_templates_OPIR1.rvt
ppmd_templates_OPIR1.rvt | OPIR1 - MECHANICAL DESIGN | FALSE | 100% Exhaust Air | Exhaust_Air_100% | TRUE | 62b97784-583b-47d5-90a3-a90bbb961b6e | MNtvRJeKtdSCW45ySaX0HzQLzQCKaO+V4cTIM12HsOI= | C:\Temp\vw\test data\test subfolder\ppmd_templates_OPIR1.rvt
ppmd_templates_OPIR1.rvt | OPIR1 - MECHANICAL DESIGN | FALSE | Summer Temp¦F | Temp_Summer_F | TRUE | 1cbf6964-bd0f-4852-b367-ef4828e2e2cc | MNtvRJeKtdSCW45ySaX0HzQLzQCKaO+V4cTIM12HsOI= | C:\Temp\vw\test data\test subfolder\ppmd_templates_OPIR1.rvt
ppmd_templates_OPIR1.rvt | OPIR1 - MECHANICAL DESIGN | FALSE | Summer Temp¦C | Temp_Summer_C | FALSE |  | MNtvRJeKtdSCW45ySaX0HzQLzQCKaO+V4cTIM12HsOI= | C:\Temp\vw\test data\test subfolder\ppmd_templates_OPIR1.rvt
ppmd_templates_OPIR1.rvt | OPIR1 - MECHANICAL DESIGN | FALSE | Summer Temp¦Note | Temp_Summer_Note | TRUE | 6248fa3c-bb43-4e1c-91bb-60e102e573b7 | MNtvRJeKtdSCW45ySaX0HzQLzQCKaO+V4cTIM12HsOI= | C:\Temp\vw\test data\test subfolder\ppmd_templates_OPIR1.rvt
ppmd_templates_OPIR1.rvt | OPIR1 - MECHANICAL DESIGN | FALSE | Winter Temp¦F | Temp_Winter_F | TRUE | b4f9888f-41ad-47ef-a6af-145b3de732c9 | MNtvRJeKtdSCW45ySaX0HzQLzQCKaO+V4cTIM12HsOI= | C:\Temp\vw\test data\test subfolder\ppmd_templates_OPIR1.rvt
ppmd_templates_OPIR1.rvt | OPIR1 - MECHANICAL DESIGN | FALSE | Winter Temp¦C | Temp_Winter_C | FALSE |  | MNtvRJeKtdSCW45ySaX0HzQLzQCKaO+V4cTIM12HsOI= | C:\Temp\vw\test data\test subfolder\ppmd_templates_OPIR1.rvt
ppmd_templates_OPIR1.rvt | OPIR1 - MECHANICAL DESIGN | FALSE | Winter Temp¦Note | Temp_Winter_Note | TRUE | aacd83fc-f530-464e-b089-01667d3c52cd | MNtvRJeKtdSCW45ySaX0HzQLzQCKaO+V4cTIM12HsOI= | C:\Temp\vw\test data\test subfolder\ppmd_templates_OPIR1.rvt
ppmd_templates_OPIR1.rvt | OPIR1 - MECHANICAL DESIGN | FALSE | Max Relative Humidity | Relative_Humidity | TRUE | 36ead6c1-4384-4a65-8654-06a60aef94cb | MNtvRJeKtdSCW45ySaX0HzQLzQCKaO+V4cTIM12HsOI= | C:\Temp\vw\test data\test subfolder\ppmd_templates_OPIR1.rvt
ppmd_templates_OPIR1.rvt | OPIR1 - MECHANICAL DESIGN | FALSE | Filtration¦Interm % | Filtration_Inter_% | TRUE | 4f03ad65-f905-419e-a0cf-8f58fe921fbc | MNtvRJeKtdSCW45ySaX0HzQLzQCKaO+V4cTIM12HsOI= | C:\Temp\vw\test data\test subfolder\ppmd_templates_OPIR1.rvt
ppmd_templates_OPIR1.rvt | OPIR1 - MECHANICAL DESIGN | FALSE | Filtration¦Final % | Filtration_Final_% | TRUE | cc736e5f-46f5-476a-8d0a-ceb32d8d4e5a | MNtvRJeKtdSCW45ySaX0HzQLzQCKaO+V4cTIM12HsOI= | C:\Temp\vw\test data\test subfolder\ppmd_templates_OPIR1.rvt
ppmd_templates_OPIR1.rvt | OPIR1 - MECHANICAL DESIGN | FALSE | Notes | Mech_Notes | TRUE | a32df790-0ab9-4c4a-b19c-511c2eef6d56 | MNtvRJeKtdSCW45ySaX0HzQLzQCKaO+V4cTIM12HsOI= | C:\Temp\vw\test data\test subfolder\ppmd_templates_OPIR1.rvt
ppmd_templates_OPIR1.rvt | OPIR1 - MEDICAL GAS DESIGN | FALSE | MCA | MedGas_MCA | TRUE | 3b23ea7f-b9f1-4749-8a2b-eb6a4fab4cdc | MNtvRJeKtdSCW45ySaX0HzQLzQCKaO+V4cTIM12HsOI= | C:\Temp\vw\test data\test subfolder\ppmd_templates_OPIR1.rvt
ppmd_templates_OPIR1.rvt | OPIR1 - MEDICAL GAS DESIGN | FALSE | DCA | MedGas_DCA | TRUE | 20dc9c73-7465-4e8a-8300-4a8b5a46a91c | MNtvRJeKtdSCW45ySaX0HzQLzQCKaO+V4cTIM12HsOI= | C:\Temp\vw\test data\test subfolder\ppmd_templates_OPIR1.rvt
ppmd_templates_OPIR1.rvt | OPIR1 - MEDICAL GAS DESIGN | FALSE | LA | MedGas_LA | TRUE | 99801083-d820-4c5f-ad07-ab168e1bbda0 | MNtvRJeKtdSCW45ySaX0HzQLzQCKaO+V4cTIM12HsOI= | C:\Temp\vw\test data\test subfolder\ppmd_templates_OPIR1.rvt
ppmd_templates_OPIR1.rvt | OPIR1 - MEDICAL GAS DESIGN | FALSE | PA | MedGas_PA | TRUE | 55793ba6-1647-428e-86f6-5ce4153c7f2e | MNtvRJeKtdSCW45ySaX0HzQLzQCKaO+V4cTIM12HsOI= | C:\Temp\vw\test data\test subfolder\ppmd_templates_OPIR1.rvt
ppmd_templates_OPIR1.rvt | OPIR1 - MEDICAL GAS DESIGN | FALSE | MV | MedGas_MV | TRUE | 0a0bec6d-9172-4a2c-9fb3-7616a08f677a | MNtvRJeKtdSCW45ySaX0HzQLzQCKaO+V4cTIM12HsOI= | C:\Temp\vw\test data\test subfolder\ppmd_templates_OPIR1.rvt
ppmd_templates_OPIR1.rvt | OPIR1 - MEDICAL GAS DESIGN | FALSE | DHV | MedGas_DHV | TRUE | 79779898-9917-494b-a027-0013b44e14f1 | MNtvRJeKtdSCW45ySaX0HzQLzQCKaO+V4cTIM12HsOI= | C:\Temp\vw\test data\test subfolder\ppmd_templates_OPIR1.rvt
ppmd_templates_OPIR1.rvt | OPIR1 - MEDICAL GAS DESIGN | FALSE | DLV | MedGas_DLV | TRUE | bcdcef93-2e56-440a-a8f7-e9973eadba59 | MNtvRJeKtdSCW45ySaX0HzQLzQCKaO+V4cTIM12HsOI= | C:\Temp\vw\test data\test subfolder\ppmd_templates_OPIR1.rvt
ppmd_templates_OPIR1.rvt | OPIR1 - MEDICAL GAS DESIGN | FALSE | LDE | MedGas_LDE | TRUE | cc6496eb-fa04-4455-81d4-1dfb1e6aaa52 | MNtvRJeKtdSCW45ySaX0HzQLzQCKaO+V4cTIM12HsOI= | C:\Temp\vw\test data\test subfolder\ppmd_templates_OPIR1.rvt
ppmd_templates_OPIR1.rvt | OPIR1 - MEDICAL GAS DESIGN | FALSE | OX | MedGas_OX | TRUE | 59f6c2e0-639e-4476-adf0-a5c19b1199db | MNtvRJeKtdSCW45ySaX0HzQLzQCKaO+V4cTIM12HsOI= | C:\Temp\vw\test data\test subfolder\ppmd_templates_OPIR1.rvt
ppmd_templates_OPIR1.rvt | OPIR1 - MEDICAL GAS DESIGN | FALSE | NO | MedGas_NO | TRUE | 1f31b342-99ad-494b-90ce-f27b8fc04b75 | MNtvRJeKtdSCW45ySaX0HzQLzQCKaO+V4cTIM12HsOI= | C:\Temp\vw\test data\test subfolder\ppmd_templates_OPIR1.rvt
ppmd_templates_OPIR1.rvt | OPIR1 - MEDICAL GAS DESIGN | FALSE | NI | MedGas_NI | TRUE | ea24567d-1f4e-45f9-907f-a79ef8b323b1 | MNtvRJeKtdSCW45ySaX0HzQLzQCKaO+V4cTIM12HsOI= | C:\Temp\vw\test data\test subfolder\ppmd_templates_OPIR1.rvt
ppmd_templates_OPIR1.rvt | OPIR1 - MEDICAL GAS DESIGN | FALSE | WAGD | MedGas_WAGD | TRUE | 1aa3572e-5073-44b4-acb3-ff8739230b69 | MNtvRJeKtdSCW45ySaX0HzQLzQCKaO+V4cTIM12HsOI= | C:\Temp\vw\test data\test subfolder\ppmd_templates_OPIR1.rvt
ppmd_templates_OPIR1.rvt | OPIR1 - MEDICAL GAS DESIGN | FALSE | Notes1 | MedGas_Notes | TRUE | 69d1283f-21ef-46f3-9ebb-e36d00ef4da3 | MNtvRJeKtdSCW45ySaX0HzQLzQCKaO+V4cTIM12HsOI= | C:\Temp\vw\test data\test subfolder\ppmd_templates_OPIR1.rvt
ppmd_templates_OPIR1.rvt | OPIR1 - MEDICAL GAS DESIGN | FALSE | Notes2 | MedGas_Notes2 | TRUE | 867f4341-094b-4cc7-b128-8c28392e09cd | MNtvRJeKtdSCW45ySaX0HzQLzQCKaO+V4cTIM12HsOI= | C:\Temp\vw\test data\test subfolder\ppmd_templates_OPIR1.rvt
ppmd_templates_OPIR1.rvt | OPIR1 - STRUCTURAL DESIGN | FALSE | Structural Load¦psf | Str_FloorLoad_psf | TRUE | 654b90c9-d71e-4bcd-9f27-a1532becca95 | MNtvRJeKtdSCW45ySaX0HzQLzQCKaO+V4cTIM12HsOI= | C:\Temp\vw\test data\test subfolder\ppmd_templates_OPIR1.rvt
ppmd_templates_OPIR1.rvt | OPIR1 - STRUCTURAL DESIGN | FALSE | Structural Load¦kPA | Str_FloorLoad_kPA | FALSE |  | MNtvRJeKtdSCW45ySaX0HzQLzQCKaO+V4cTIM12HsOI= | C:\Temp\vw\test data\test subfolder\ppmd_templates_OPIR1.rvt
ppmd_templates_OPIR1.rvt | OPIR1 - STRUCTURAL DESIGN | FALSE | Notes | Str_Notes | TRUE | 509b36e6-cf53-4158-b357-61e3cedd6faa | MNtvRJeKtdSCW45ySaX0HzQLzQCKaO+V4cTIM12HsOI= | C:\Temp\vw\test data\test subfolder\ppmd_templates_OPIR1.rvt
ppmd_templates_OPPF1.rvt | OPPF1 - DATA/TELEPHONE EQUIPMENT | FALSE | JSN | JSN | TRUE | 8632cd76-2ab9-457d-8db7-39197de446a2 | 2UI4iFgu53KdbdkwHTnn7t6N58vjoSB1T9syCwBdjBE= | C:\Temp\vw\test data\test subfolder\ppmd_templates_OPPF1.rvt
ppmd_templates_OPPF1.rvt | OPPF1 - DATA/TELEPHONE EQUIPMENT | FALSE | Nomenclature | Nomenclature | TRUE | f004b755-1952-4a21-a1c1-98f41ef6a86c | 2UI4iFgu53KdbdkwHTnn7t6N58vjoSB1T9syCwBdjBE= | C:\Temp\vw\test data\test subfolder\ppmd_templates_OPPF1.rvt
ppmd_templates_OPPF1.rvt | OPPF1 - DATA/TELEPHONE EQUIPMENT | FALSE | Qty | Count | FALSE |  | 2UI4iFgu53KdbdkwHTnn7t6N58vjoSB1T9syCwBdjBE= | C:\Temp\vw\test data\test subfolder\ppmd_templates_OPPF1.rvt
ppmd_templates_OPPF1.rvt | OPPF1 - DATA/TELEPHONE EQUIPMENT | FALSE | Logistics¦AR | CAT_Army | TRUE | fa0e0053-bcc4-42e8-881f-6a4690f994c9 | 2UI4iFgu53KdbdkwHTnn7t6N58vjoSB1T9syCwBdjBE= | C:\Temp\vw\test data\test subfolder\ppmd_templates_OPPF1.rvt
ppmd_templates_OPPF1.rvt | OPPF1 - DATA/TELEPHONE EQUIPMENT | FALSE | Logistics¦NA | CAT_Navy | TRUE | 183e77a6-b75d-41a5-8f81-f6abfee236ec | 2UI4iFgu53KdbdkwHTnn7t6N58vjoSB1T9syCwBdjBE= | C:\Temp\vw\test data\test subfolder\ppmd_templates_OPPF1.rvt
ppmd_templates_OPPF1.rvt | OPPF1 - DATA/TELEPHONE EQUIPMENT | FALSE | Logistics¦AF | CAT_AF | TRUE | 053816d3-2f83-4e72-9b30-0a25ff75573f | 2UI4iFgu53KdbdkwHTnn7t6N58vjoSB1T9syCwBdjBE= | C:\Temp\vw\test data\test subfolder\ppmd_templates_OPPF1.rvt
ppmd_templates_OPPF1.rvt | OPPF1 - DATA/TELEPHONE EQUIPMENT | FALSE | Logistics¦VA | CAT_VA | TRUE | abab06e0-bc20-4958-a9a7-acf73c376614 | 2UI4iFgu53KdbdkwHTnn7t6N58vjoSB1T9syCwBdjBE= | C:\Temp\vw\test data\test subfolder\ppmd_templates_OPPF1.rvt
ppmd_templates_OPPF1.rvt | OPPF1 - DOOR SCHEDULE | FALSE | Mark | Construction Type | FALSE |  | 2UI4iFgu53KdbdkwHTnn7t6N58vjoSB1T9syCwBdjBE= | C:\Temp\vw\test data\test subfolder\ppmd_templates_OPPF1.rvt | A
ppmd_templates_OPPF1.rvt | OPPF1 - DOOR SCHEDULE | FALSE | Type | Family | FALSE |  | 2UI4iFgu53KdbdkwHTnn7t6N58vjoSB1T9syCwBdjBE= | C:\Temp\vw\test data\test subfolder\ppmd_templates_OPPF1.rvt | Single-Flush
ppmd_templates_OPPF1.rvt | OPPF1 - DOOR SCHEDULE | FALSE | Count | Count | FALSE |  | 2UI4iFgu53KdbdkwHTnn7t6N58vjoSB1T9syCwBdjBE= | C:\Temp\vw\test data\test subfolder\ppmd_templates_OPPF1.rvt | 1
ppmd_templates_OPPF1.rvt | OPPF1 - DOOR SCHEDULE | FALSE | Height¦ft - in | Height | FALSE |  | 2UI4iFgu53KdbdkwHTnn7t6N58vjoSB1T9syCwBdjBE= | C:\Temp\vw\test data\test subfolder\ppmd_templates_OPPF1.rvt | 7' - 0"
ppmd_templates_OPPF1.rvt | OPPF1 - DOOR SCHEDULE | FALSE | Width¦ft - in | Width | FALSE |  | 2UI4iFgu53KdbdkwHTnn7t6N58vjoSB1T9syCwBdjBE= | C:\Temp\vw\test data\test subfolder\ppmd_templates_OPPF1.rvt | 3' - 0"
ppmd_templates_OPPF1.rvt | OPPF1 - DOOR SCHEDULE | FALSE | Notes | Type Comments | FALSE |  | 2UI4iFgu53KdbdkwHTnn7t6N58vjoSB1T9syCwBdjBE= | C:\Temp\vw\test data\test subfolder\ppmd_templates_OPPF1.rvt
ppmd_templates_OPPF1.rvt | OPPF1 - ELECTRICAL DESIGN | FALSE | Lighting¦LUX1 | Light_Level_LUX | TRUE | fc853981-f613-4f05-81bd-e48fb947424b | 2UI4iFgu53KdbdkwHTnn7t6N58vjoSB1T9syCwBdjBE= | C:\Temp\vw\test data\test subfolder\ppmd_templates_OPPF1.rvt | 500
ppmd_templates_OPPF1.rvt | OPPF1 - ELECTRICAL DESIGN | FALSE | Lighting¦Footcandles1 | Light_Level_FC | FALSE |  | 2UI4iFgu53KdbdkwHTnn7t6N58vjoSB1T9syCwBdjBE= | C:\Temp\vw\test data\test subfolder\ppmd_templates_OPPF1.rvt | 46
ppmd_templates_OPPF1.rvt | OPPF1 - ELECTRICAL DESIGN | FALSE | Lighting¦LUX2 | Light_Level_LUX2 | TRUE | 172f1cff-58cc-41cd-b888-0e7a81d2bf40 | 2UI4iFgu53KdbdkwHTnn7t6N58vjoSB1T9syCwBdjBE= | C:\Temp\vw\test data\test subfolder\ppmd_templates_OPPF1.rvt
ppmd_templates_OPPF1.rvt | OPPF1 - ELECTRICAL DESIGN | FALSE | Lighting¦Footcandles2 | Light_Level_FC2 | FALSE |  | 2UI4iFgu53KdbdkwHTnn7t6N58vjoSB1T9syCwBdjBE= | C:\Temp\vw\test data\test subfolder\ppmd_templates_OPPF1.rvt
ppmd_templates_OPPF1.rvt | OPPF1 - ELECTRICAL DESIGN | FALSE | Lighting¦Notes | Light_Notes | TRUE | a36245ac-ea57-45c2-bac5-bed4d04a4f78 | 2UI4iFgu53KdbdkwHTnn7t6N58vjoSB1T9syCwBdjBE= | C:\Temp\vw\test data\test subfolder\ppmd_templates_OPPF1.rvt | C
ppmd_templates_OPPF1.rvt | OPPF1 - ELECTRICAL DESIGN | FALSE | Lighting¦Notes2 | Light_Notes2 | TRUE | 6d0b4891-ce4c-45f8-9560-387866098a10 | 2UI4iFgu53KdbdkwHTnn7t6N58vjoSB1T9syCwBdjBE= | C:\Temp\vw\test data\test subfolder\ppmd_templates_OPPF1.rvt | C
ppmd_templates_OPPF1.rvt | OPPF1 - ELECTRICAL DESIGN | FALSE | Essential Power¦% Power | ES_Power% | TRUE | 7cbfe71a-865f-4cf4-b400-c67e3939439b | 2UI4iFgu53KdbdkwHTnn7t6N58vjoSB1T9syCwBdjBE= | C:\Temp\vw\test data\test subfolder\ppmd_templates_OPPF1.rvt | -
ppmd_templates_OPPF1.rvt | OPPF1 - ELECTRICAL DESIGN | FALSE | Essential Power¦% Light | ES_Light% | TRUE | af00a8bb-40cb-434a-a7e5-b4140f3c844f | 2UI4iFgu53KdbdkwHTnn7t6N58vjoSB1T9syCwBdjBE= | C:\Temp\vw\test data\test subfolder\ppmd_templates_OPPF1.rvt | -
ppmd_templates_OPPF1.rvt | OPPF1 - ELECTRICAL DESIGN | FALSE | Essential Power¦Notes | ES_Notes | TRUE | 0c3ae867-1060-40b5-bb68-261d16a167a0 | 2UI4iFgu53KdbdkwHTnn7t6N58vjoSB1T9syCwBdjBE= | C:\Temp\vw\test data\test subfolder\ppmd_templates_OPPF1.rvt | -
ppmd_templates_OPPF1.rvt | OPPF1 - EQUIPMENT SCHEDULE | TRUE | JSN | JSN | TRUE | 8632cd76-2ab9-457d-8db7-39197de446a2 | 2UI4iFgu53KdbdkwHTnn7t6N58vjoSB1T9syCwBdjBE= | C:\Temp\vw\test data\test subfolder\ppmd_templates_OPPF1.rvt | A1066¦A5075¦A5080¦A5145¦E0948¦F0205¦F0340¦F2010¦F3200¦M0705¦M0715¦M1801¦M1803¦P3100
ppmd_templates_OPPF1.rvt | OPPF1 - EQUIPMENT SCHEDULE | TRUE | Nomenclature | Nomenclature | TRUE | f004b755-1952-4a21-a1c1-98f41ef6a86c | 2UI4iFgu53KdbdkwHTnn7t6N58vjoSB1T9syCwBdjBE= | C:\Temp\vw\test data\test subfolder\ppmd_templates_OPPF1.rvt | Mirror, Float Glass, With SS Frame¦Dispenser, Soap, Disposable¦Dispenser, Paper Towel, SS, Surface Mounted¦Hook, Garment, Double, SS, Surface Mounted¦Cart, General Storage, Mobile, 42"H x 32"W x 22"D¦Chair, Side With Arms¦Stool, Self Adjusting¦Basket, Wastepaper, Step-On¦Clock, Battery, 12" Diameter¦Spirometer, Monitoring, Hand Held¦Pulmonary Function Analyzer, Portable¦Computer, Microprocessing, w/Flat Panel Monitor¦Workstation, Computer, Wall Mounted, Adjustable¦Lavatory, Vitreous China, Slab Type
ppmd_templates_OPPF1.rvt | OPPF1 - EQUIPMENT SCHEDULE | TRUE | Qty | Count | FALSE |  | 2UI4iFgu53KdbdkwHTnn7t6N58vjoSB1T9syCwBdjBE= | C:\Temp\vw\test data\test subfolder\ppmd_templates_OPPF1.rvt | 1¦1¦1¦1¦1¦1¦1¦1¦1¦1¦1¦1¦1¦1
ppmd_templates_OPPF1.rvt | OPPF1 - EQUIPMENT SCHEDULE | TRUE | LF | Comments | FALSE |  | 2UI4iFgu53KdbdkwHTnn7t6N58vjoSB1T9syCwBdjBE= | C:\Temp\vw\test data\test subfolder\ppmd_templates_OPPF1.rvt
ppmd_templates_OPPF1.rvt | OPPF1 - EQUIPMENT SCHEDULE | TRUE | Logistics¦AR | CAT_Army | TRUE | fa0e0053-bcc4-42e8-881f-6a4690f994c9 | 2UI4iFgu53KdbdkwHTnn7t6N58vjoSB1T9syCwBdjBE= | C:\Temp\vw\test data\test subfolder\ppmd_templates_OPPF1.rvt | A¦C¦A¦A¦C¦C¦C¦C¦C¦C¦C¦C¦C¦A
ppmd_templates_OPPF1.rvt | OPPF1 - EQUIPMENT SCHEDULE | TRUE | Logistics¦NA | CAT_Navy | TRUE | 183e77a6-b75d-41a5-8f81-f6abfee236ec | 2UI4iFgu53KdbdkwHTnn7t6N58vjoSB1T9syCwBdjBE= | C:\Temp\vw\test data\test subfolder\ppmd_templates_OPPF1.rvt | A¦C¦A¦A¦C¦C¦C¦C¦C¦C¦C¦C¦C¦A
ppmd_templates_OPPF1.rvt | OPPF1 - EQUIPMENT SCHEDULE | TRUE | Logistics¦AF | CAT_AF | TRUE | 053816d3-2f83-4e72-9b30-0a25ff75573f | 2UI4iFgu53KdbdkwHTnn7t6N58vjoSB1T9syCwBdjBE= | C:\Temp\vw\test data\test subfolder\ppmd_templates_OPPF1.rvt | A¦C¦A¦A¦C¦C¦-¦C¦C¦-¦C¦-¦-¦A
ppmd_templates_OPPF1.rvt | OPPF1 - EQUIPMENT SCHEDULE | TRUE | Logistics¦VA | CAT_VA | TRUE | abab06e0-bc20-4958-a9a7-acf73c376614 | 2UI4iFgu53KdbdkwHTnn7t6N58vjoSB1T9syCwBdjBE= | C:\Temp\vw\test data\test subfolder\ppmd_templates_OPPF1.rvt | A¦C¦A¦A¦C¦C¦-¦C¦C¦-¦C¦-¦-¦A
ppmd_templates_OPPF1.rvt | OPPF1 - EQUIPMENT SCHEDULE | TRUE | Utilities¦1 | UTIL_1_WaterDrain | TRUE | 594b780e-c62e-473b-9f66-4d3db2fa1b7f | 2UI4iFgu53KdbdkwHTnn7t6N58vjoSB1T9syCwBdjBE= | C:\Temp\vw\test data\test subfolder\ppmd_templates_OPPF1.rvt | -¦-¦-¦-¦-¦-¦-¦-¦-¦-¦-¦-¦-¦D
ppmd_templates_OPPF1.rvt | OPPF1 - EQUIPMENT SCHEDULE | TRUE | Utilities¦2 | UTIL_2_Elec | TRUE | 28082216-138e-4a2f-9824-e96dbd7e3cd0 | 2UI4iFgu53KdbdkwHTnn7t6N58vjoSB1T9syCwBdjBE= | C:\Temp\vw\test data\test subfolder\ppmd_templates_OPPF1.rvt | -¦-¦-¦-¦-¦-¦-¦-¦-¦A¦A¦A¦A¦-
ppmd_templates_OPPF1.rvt | OPPF1 - EQUIPMENT SCHEDULE | TRUE | Utilities¦3 | UTIL_3_MedGas | TRUE | 22af1ef2-54f0-4b6e-b40a-7064dfb8769c | 2UI4iFgu53KdbdkwHTnn7t6N58vjoSB1T9syCwBdjBE= | C:\Temp\vw\test data\test subfolder\ppmd_templates_OPPF1.rvt | -¦-¦-¦-¦-¦-¦-¦-¦-¦-¦-¦-¦-¦-
ppmd_templates_OPPF1.rvt | OPPF1 - EQUIPMENT SCHEDULE | TRUE | Utilities¦4 | UTIL_4_MiscGas | TRUE | 745b8c3e-fd4a-4430-994a-d25826e1e484 | 2UI4iFgu53KdbdkwHTnn7t6N58vjoSB1T9syCwBdjBE= | C:\Temp\vw\test data\test subfolder\ppmd_templates_OPPF1.rvt | -¦-¦-¦-¦-¦-¦-¦-¦-¦-¦-¦-¦-¦-
ppmd_templates_OPPF1.rvt | OPPF1 - EQUIPMENT SCHEDULE | TRUE | Utilities¦5 | UTIL_5_NonMedGas | TRUE | 323edf97-d058-44ef-a0fb-1836c80554d8 | 2UI4iFgu53KdbdkwHTnn7t6N58vjoSB1T9syCwBdjBE= | C:\Temp\vw\test data\test subfolder\ppmd_templates_OPPF1.rvt | -¦-¦-¦-¦-¦-¦-¦-¦-¦-¦-¦-¦-¦-
ppmd_templates_OPPF1.rvt | OPPF1 - EQUIPMENT SCHEDULE | TRUE | Utilities¦6 | UTIL_6_Misc | TRUE | 38083e2d-8ba3-4868-9752-742b7a4a9586 | 2UI4iFgu53KdbdkwHTnn7t6N58vjoSB1T9syCwBdjBE= | C:\Temp\vw\test data\test subfolder\ppmd_templates_OPPF1.rvt | -¦-¦-¦-¦-¦-¦-¦-¦-¦-¦-¦-¦-¦-
ppmd_templates_OPPF1.rvt | OPPF1 - INTERIOR DESIGN | FALSE | Floor Finish¦Preferred | Floor Finish | FALSE |  | 2UI4iFgu53KdbdkwHTnn7t6N58vjoSB1T9syCwBdjBE= | C:\Temp\vw\test data\test subfolder\ppmd_templates_OPPF1.rvt | UT
ppmd_templates_OPPF1.rvt | OPPF1 - INTERIOR DESIGN | FALSE | Floor Finish¦Alternate | Floor Finish2 | TRUE | 4030719d-a272-441a-8bfa-d5eb510a1687 | 2UI4iFgu53KdbdkwHTnn7t6N58vjoSB1T9syCwBdjBE= | C:\Temp\vw\test data\test subfolder\ppmd_templates_OPPF1.rvt
ppmd_templates_OPPF1.rvt | OPPF1 - INTERIOR DESIGN | FALSE | Wall Finish¦Preferred | Wall Finish | FALSE |  | 2UI4iFgu53KdbdkwHTnn7t6N58vjoSB1T9syCwBdjBE= | C:\Temp\vw\test data\test subfolder\ppmd_templates_OPPF1.rvt | GPT
ppmd_templates_OPPF1.rvt | OPPF1 - INTERIOR DESIGN | FALSE | Wall Finish¦Alternate | Wall Finish2 | TRUE | 5a49d499-57b3-4e1f-afc0-4c041c862be1 | 2UI4iFgu53KdbdkwHTnn7t6N58vjoSB1T9syCwBdjBE= | C:\Temp\vw\test data\test subfolder\ppmd_templates_OPPF1.rvt
ppmd_templates_OPPF1.rvt | OPPF1 - INTERIOR DESIGN | FALSE | Ceiling Finish¦Preferred | Ceiling Finish | FALSE |  | 2UI4iFgu53KdbdkwHTnn7t6N58vjoSB1T9syCwBdjBE= | C:\Temp\vw\test data\test subfolder\ppmd_templates_OPPF1.rvt | AT1
ppmd_templates_OPPF1.rvt | OPPF1 - INTERIOR DESIGN | FALSE | Ceiling Finish¦Alternate | Ceiling Finish2 | TRUE | acb31fd1-378b-4329-97b0-400ae39b5bc4 | 2UI4iFgu53KdbdkwHTnn7t6N58vjoSB1T9syCwBdjBE= | C:\Temp\vw\test data\test subfolder\ppmd_templates_OPPF1.rvt
ppmd_templates_OPPF1.rvt | OPPF1 - INTERIOR DESIGN | FALSE | Room Height¦ft - in | Ceiling_Hgt_IP | TRUE | 9f14ca4f-2465-4385-a17c-7aa549f64c09 | 2UI4iFgu53KdbdkwHTnn7t6N58vjoSB1T9syCwBdjBE= | C:\Temp\vw\test data\test subfolder\ppmd_templates_OPPF1.rvt | 8' - 0"
ppmd_templates_OPPF1.rvt | OPPF1 - INTERIOR DESIGN | FALSE | Room Noise¦Min NC | Noise_NC_MIN | TRUE | 8c49df6c-7d6b-49fd-9459-f57d0921d704 | 2UI4iFgu53KdbdkwHTnn7t6N58vjoSB1T9syCwBdjBE= | C:\Temp\vw\test data\test subfolder\ppmd_templates_OPPF1.rvt | 30
ppmd_templates_OPPF1.rvt | OPPF1 - INTERIOR DESIGN | FALSE | Room Noise¦Max NC | Noise_NC_MAX | TRUE | 629b571a-1c14-443c-b8e8-1130b5edb513 | 2UI4iFgu53KdbdkwHTnn7t6N58vjoSB1T9syCwBdjBE= | C:\Temp\vw\test data\test subfolder\ppmd_templates_OPPF1.rvt | 40
ppmd_templates_OPPF1.rvt | OPPF1 - INTERIOR DESIGN | FALSE | Room Noise¦SC | Noise_SC | TRUE | 44bf9cd1-070a-432c-87d9-26a3211cfe07 | 2UI4iFgu53KdbdkwHTnn7t6N58vjoSB1T9syCwBdjBE= | C:\Temp\vw\test data\test subfolder\ppmd_templates_OPPF1.rvt | 50
ppmd_templates_OPPF1.rvt | OPPF1 - MECHANICAL DESIGN | FALSE | Air Balance | Air_Balance | TRUE | 587b3cf9-4450-4d95-b8ef-0e93665dbd91 | 2UI4iFgu53KdbdkwHTnn7t6N58vjoSB1T9syCwBdjBE= | C:\Temp\vw\test data\test subfolder\ppmd_templates_OPPF1.rvt | 0
ppmd_templates_OPPF1.rvt | OPPF1 - MECHANICAL DESIGN | FALSE | Air Changes Total | Air_Changes_Total | TRUE | 3988d7f3-0f28-4410-866c-5bc65e1d842a | 2UI4iFgu53KdbdkwHTnn7t6N58vjoSB1T9syCwBdjBE= | C:\Temp\vw\test data\test subfolder\ppmd_templates_OPPF1.rvt | 6
ppmd_templates_OPPF1.rvt | OPPF1 - MECHANICAL DESIGN | FALSE | Air Changes OA | Air_Changes_OA | TRUE | b7af949f-3b64-4f85-9391-d9f17dcaad1e | 2UI4iFgu53KdbdkwHTnn7t6N58vjoSB1T9syCwBdjBE= | C:\Temp\vw\test data\test subfolder\ppmd_templates_OPPF1.rvt | 2
ppmd_templates_OPPF1.rvt | OPPF1 - MECHANICAL DESIGN | FALSE | 100% Exhaust Air | Exhaust_Air_100% | TRUE | 62b97784-583b-47d5-90a3-a90bbb961b6e | 2UI4iFgu53KdbdkwHTnn7t6N58vjoSB1T9syCwBdjBE= | C:\Temp\vw\test data\test subfolder\ppmd_templates_OPPF1.rvt | Y
ppmd_templates_OPPF1.rvt | OPPF1 - MECHANICAL DESIGN | FALSE | Summer Temp¦F | Temp_Summer_F | TRUE | 1cbf6964-bd0f-4852-b367-ef4828e2e2cc | 2UI4iFgu53KdbdkwHTnn7t6N58vjoSB1T9syCwBdjBE= | C:\Temp\vw\test data\test subfolder\ppmd_templates_OPPF1.rvt
ppmd_templates_OPPF1.rvt | OPPF1 - MECHANICAL DESIGN | FALSE | Summer Temp¦C | Temp_Summer_C | FALSE |  | 2UI4iFgu53KdbdkwHTnn7t6N58vjoSB1T9syCwBdjBE= | C:\Temp\vw\test data\test subfolder\ppmd_templates_OPPF1.rvt
ppmd_templates_OPPF1.rvt | OPPF1 - MECHANICAL DESIGN | FALSE | Summer Temp¦Note | Temp_Summer_Note | TRUE | 6248fa3c-bb43-4e1c-91bb-60e102e573b7 | 2UI4iFgu53KdbdkwHTnn7t6N58vjoSB1T9syCwBdjBE= | C:\Temp\vw\test data\test subfolder\ppmd_templates_OPPF1.rvt
ppmd_templates_OPPF1.rvt | OPPF1 - MECHANICAL DESIGN | FALSE | Winter Temp¦F | Temp_Winter_F | TRUE | b4f9888f-41ad-47ef-a6af-145b3de732c9 | 2UI4iFgu53KdbdkwHTnn7t6N58vjoSB1T9syCwBdjBE= | C:\Temp\vw\test data\test subfolder\ppmd_templates_OPPF1.rvt | 70
ppmd_templates_OPPF1.rvt | OPPF1 - MECHANICAL DESIGN | FALSE | Winter Temp¦C | Temp_Winter_C | FALSE |  | 2UI4iFgu53KdbdkwHTnn7t6N58vjoSB1T9syCwBdjBE= | C:\Temp\vw\test data\test subfolder\ppmd_templates_OPPF1.rvt | 21
ppmd_templates_OPPF1.rvt | OPPF1 - MECHANICAL DESIGN | FALSE | Winter Temp¦Note | Temp_Winter_Note | TRUE | aacd83fc-f530-464e-b089-01667d3c52cd | 2UI4iFgu53KdbdkwHTnn7t6N58vjoSB1T9syCwBdjBE= | C:\Temp\vw\test data\test subfolder\ppmd_templates_OPPF1.rvt
ppmd_templates_OPPF1.rvt | OPPF1 - MECHANICAL DESIGN | FALSE | Max Relative Humidity | Relative_Humidity | TRUE | 36ead6c1-4384-4a65-8654-06a60aef94cb | 2UI4iFgu53KdbdkwHTnn7t6N58vjoSB1T9syCwBdjBE= | C:\Temp\vw\test data\test subfolder\ppmd_templates_OPPF1.rvt
ppmd_templates_OPPF1.rvt | OPPF1 - MECHANICAL DESIGN | FALSE | Filtration¦Interm % | Filtration_Inter_% | TRUE | 4f03ad65-f905-419e-a0cf-8f58fe921fbc | 2UI4iFgu53KdbdkwHTnn7t6N58vjoSB1T9syCwBdjBE= | C:\Temp\vw\test data\test subfolder\ppmd_templates_OPPF1.rvt | 14
ppmd_templates_OPPF1.rvt | OPPF1 - MECHANICAL DESIGN | FALSE | Filtration¦Final % | Filtration_Final_% | TRUE | cc736e5f-46f5-476a-8d0a-ceb32d8d4e5a | 2UI4iFgu53KdbdkwHTnn7t6N58vjoSB1T9syCwBdjBE= | C:\Temp\vw\test data\test subfolder\ppmd_templates_OPPF1.rvt
ppmd_templates_OPPF1.rvt | OPPF1 - MECHANICAL DESIGN | FALSE | Notes | Mech_Notes | TRUE | a32df790-0ab9-4c4a-b19c-511c2eef6d56 | 2UI4iFgu53KdbdkwHTnn7t6N58vjoSB1T9syCwBdjBE= | C:\Temp\vw\test data\test subfolder\ppmd_templates_OPPF1.rvt
ppmd_templates_OPPF1.rvt | OPPF1 - MEDICAL GAS DESIGN | FALSE | MCA | MedGas_MCA | TRUE | 3b23ea7f-b9f1-4749-8a2b-eb6a4fab4cdc | 2UI4iFgu53KdbdkwHTnn7t6N58vjoSB1T9syCwBdjBE= | C:\Temp\vw\test data\test subfolder\ppmd_templates_OPPF1.rvt | 1
ppmd_templates_OPPF1.rvt | OPPF1 - MEDICAL GAS DESIGN | FALSE | DCA | MedGas_DCA | TRUE | 20dc9c73-7465-4e8a-8300-4a8b5a46a91c | 2UI4iFgu53KdbdkwHTnn7t6N58vjoSB1T9syCwBdjBE= | C:\Temp\vw\test data\test subfolder\ppmd_templates_OPPF1.rvt
ppmd_templates_OPPF1.rvt | OPPF1 - MEDICAL GAS DESIGN | FALSE | LA | MedGas_LA | TRUE | 99801083-d820-4c5f-ad07-ab168e1bbda0 | 2UI4iFgu53KdbdkwHTnn7t6N58vjoSB1T9syCwBdjBE= | C:\Temp\vw\test data\test subfolder\ppmd_templates_OPPF1.rvt
ppmd_templates_OPPF1.rvt | OPPF1 - MEDICAL GAS DESIGN | FALSE | PA | MedGas_PA | TRUE | 55793ba6-1647-428e-86f6-5ce4153c7f2e | 2UI4iFgu53KdbdkwHTnn7t6N58vjoSB1T9syCwBdjBE= | C:\Temp\vw\test data\test subfolder\ppmd_templates_OPPF1.rvt
ppmd_templates_OPPF1.rvt | OPPF1 - MEDICAL GAS DESIGN | FALSE | MV | MedGas_MV | TRUE | 0a0bec6d-9172-4a2c-9fb3-7616a08f677a | 2UI4iFgu53KdbdkwHTnn7t6N58vjoSB1T9syCwBdjBE= | C:\Temp\vw\test data\test subfolder\ppmd_templates_OPPF1.rvt | 1
ppmd_templates_OPPF1.rvt | OPPF1 - MEDICAL GAS DESIGN | FALSE | DHV | MedGas_DHV | TRUE | 79779898-9917-494b-a027-0013b44e14f1 | 2UI4iFgu53KdbdkwHTnn7t6N58vjoSB1T9syCwBdjBE= | C:\Temp\vw\test data\test subfolder\ppmd_templates_OPPF1.rvt
ppmd_templates_OPPF1.rvt | OPPF1 - MEDICAL GAS DESIGN | FALSE | DLV | MedGas_DLV | TRUE | bcdcef93-2e56-440a-a8f7-e9973eadba59 | 2UI4iFgu53KdbdkwHTnn7t6N58vjoSB1T9syCwBdjBE= | C:\Temp\vw\test data\test subfolder\ppmd_templates_OPPF1.rvt
ppmd_templates_OPPF1.rvt | OPPF1 - MEDICAL GAS DESIGN | FALSE | LDE | MedGas_LDE | TRUE | cc6496eb-fa04-4455-81d4-1dfb1e6aaa52 | 2UI4iFgu53KdbdkwHTnn7t6N58vjoSB1T9syCwBdjBE= | C:\Temp\vw\test data\test subfolder\ppmd_templates_OPPF1.rvt
ppmd_templates_OPPF1.rvt | OPPF1 - MEDICAL GAS DESIGN | FALSE | OX | MedGas_OX | TRUE | 59f6c2e0-639e-4476-adf0-a5c19b1199db | 2UI4iFgu53KdbdkwHTnn7t6N58vjoSB1T9syCwBdjBE= | C:\Temp\vw\test data\test subfolder\ppmd_templates_OPPF1.rvt | 1
ppmd_templates_OPPF1.rvt | OPPF1 - MEDICAL GAS DESIGN | FALSE | NO | MedGas_NO | TRUE | 1f31b342-99ad-494b-90ce-f27b8fc04b75 | 2UI4iFgu53KdbdkwHTnn7t6N58vjoSB1T9syCwBdjBE= | C:\Temp\vw\test data\test subfolder\ppmd_templates_OPPF1.rvt
ppmd_templates_OPPF1.rvt | OPPF1 - MEDICAL GAS DESIGN | FALSE | NI | MedGas_NI | TRUE | ea24567d-1f4e-45f9-907f-a79ef8b323b1 | 2UI4iFgu53KdbdkwHTnn7t6N58vjoSB1T9syCwBdjBE= | C:\Temp\vw\test data\test subfolder\ppmd_templates_OPPF1.rvt
ppmd_templates_OPPF1.rvt | OPPF1 - MEDICAL GAS DESIGN | FALSE | WAGD | MedGas_WAGD | TRUE | 1aa3572e-5073-44b4-acb3-ff8739230b69 | 2UI4iFgu53KdbdkwHTnn7t6N58vjoSB1T9syCwBdjBE= | C:\Temp\vw\test data\test subfolder\ppmd_templates_OPPF1.rvt
ppmd_templates_OPPF1.rvt | OPPF1 - MEDICAL GAS DESIGN | FALSE | Notes1 | MedGas_Notes | TRUE | 69d1283f-21ef-46f3-9ebb-e36d00ef4da3 | 2UI4iFgu53KdbdkwHTnn7t6N58vjoSB1T9syCwBdjBE= | C:\Temp\vw\test data\test subfolder\ppmd_templates_OPPF1.rvt | B
ppmd_templates_OPPF1.rvt | OPPF1 - MEDICAL GAS DESIGN | FALSE | Notes2 | MedGas_Notes2 | TRUE | 867f4341-094b-4cc7-b128-8c28392e09cd | 2UI4iFgu53KdbdkwHTnn7t6N58vjoSB1T9syCwBdjBE= | C:\Temp\vw\test data\test subfolder\ppmd_templates_OPPF1.rvt
ppmd_templates_OPPF1.rvt | OPPF1 - STRUCTURAL DESIGN | FALSE | Structural Load¦psf | Str_FloorLoad_psf | TRUE | 654b90c9-d71e-4bcd-9f27-a1532becca95 | 2UI4iFgu53KdbdkwHTnn7t6N58vjoSB1T9syCwBdjBE= | C:\Temp\vw\test data\test subfolder\ppmd_templates_OPPF1.rvt | 60
ppmd_templates_OPPF1.rvt | OPPF1 - STRUCTURAL DESIGN | FALSE | Structural Load¦kPA | Str_FloorLoad_kPA | FALSE |  | 2UI4iFgu53KdbdkwHTnn7t6N58vjoSB1T9syCwBdjBE= | C:\Temp\vw\test data\test subfolder\ppmd_templates_OPPF1.rvt | 3
ppmd_templates_OPPF1.rvt | OPPF1 - STRUCTURAL DESIGN | FALSE | Notes | Str_Notes | TRUE | 509b36e6-cf53-4158-b357-61e3cedd6faa | 2UI4iFgu53KdbdkwHTnn7t6N58vjoSB1T9syCwBdjBE= | C:\Temp\vw\test data\test subfolder\ppmd_templates_OPPF1.rvt
ppmd_templates_OPRT1.rvt | OPRT1 - DATA/TELEPHONE EQUIPMENT | FALSE | JSN | JSN | TRUE | 8632cd76-2ab9-457d-8db7-39197de446a2 | 8Mfre9cCq4h7U28/Z3qBjKNWfGMwtFW3WX+UN2v3Peo= | C:\Temp\vw\test data\test subfolder\ppmd_templates_OPRT1.rvt
ppmd_templates_OPRT1.rvt | OPRT1 - DATA/TELEPHONE EQUIPMENT | FALSE | Nomenclature | Nomenclature | TRUE | f004b755-1952-4a21-a1c1-98f41ef6a86c | 8Mfre9cCq4h7U28/Z3qBjKNWfGMwtFW3WX+UN2v3Peo= | C:\Temp\vw\test data\test subfolder\ppmd_templates_OPRT1.rvt
ppmd_templates_OPRT1.rvt | OPRT1 - DATA/TELEPHONE EQUIPMENT | FALSE | Qty | Count | FALSE |  | 8Mfre9cCq4h7U28/Z3qBjKNWfGMwtFW3WX+UN2v3Peo= | C:\Temp\vw\test data\test subfolder\ppmd_templates_OPRT1.rvt
ppmd_templates_OPRT1.rvt | OPRT1 - DATA/TELEPHONE EQUIPMENT | FALSE | Logistics¦AR | CAT_Army | TRUE | fa0e0053-bcc4-42e8-881f-6a4690f994c9 | 8Mfre9cCq4h7U28/Z3qBjKNWfGMwtFW3WX+UN2v3Peo= | C:\Temp\vw\test data\test subfolder\ppmd_templates_OPRT1.rvt
ppmd_templates_OPRT1.rvt | OPRT1 - DATA/TELEPHONE EQUIPMENT | FALSE | Logistics¦NA | CAT_Navy | TRUE | 183e77a6-b75d-41a5-8f81-f6abfee236ec | 8Mfre9cCq4h7U28/Z3qBjKNWfGMwtFW3WX+UN2v3Peo= | C:\Temp\vw\test data\test subfolder\ppmd_templates_OPRT1.rvt
ppmd_templates_OPRT1.rvt | OPRT1 - DATA/TELEPHONE EQUIPMENT | FALSE | Logistics¦AF | CAT_AF | TRUE | 053816d3-2f83-4e72-9b30-0a25ff75573f | 8Mfre9cCq4h7U28/Z3qBjKNWfGMwtFW3WX+UN2v3Peo= | C:\Temp\vw\test data\test subfolder\ppmd_templates_OPRT1.rvt
ppmd_templates_OPRT1.rvt | OPRT1 - DATA/TELEPHONE EQUIPMENT | FALSE | Logistics¦VA | CAT_VA | TRUE | abab06e0-bc20-4958-a9a7-acf73c376614 | 8Mfre9cCq4h7U28/Z3qBjKNWfGMwtFW3WX+UN2v3Peo= | C:\Temp\vw\test data\test subfolder\ppmd_templates_OPRT1.rvt
ppmd_templates_OPRT1.rvt | OPRT1 - DOOR SCHEDULE | FALSE | Mark | Construction Type | FALSE |  | 8Mfre9cCq4h7U28/Z3qBjKNWfGMwtFW3WX+UN2v3Peo= | C:\Temp\vw\test data\test subfolder\ppmd_templates_OPRT1.rvt | B
ppmd_templates_OPRT1.rvt | OPRT1 - DOOR SCHEDULE | FALSE | Type | Family | FALSE |  | 8Mfre9cCq4h7U28/Z3qBjKNWfGMwtFW3WX+UN2v3Peo= | C:\Temp\vw\test data\test subfolder\ppmd_templates_OPRT1.rvt | Single-Flush
ppmd_templates_OPRT1.rvt | OPRT1 - DOOR SCHEDULE | FALSE | Count | Count | FALSE |  | 8Mfre9cCq4h7U28/Z3qBjKNWfGMwtFW3WX+UN2v3Peo= | C:\Temp\vw\test data\test subfolder\ppmd_templates_OPRT1.rvt | 1
ppmd_templates_OPRT1.rvt | OPRT1 - DOOR SCHEDULE | FALSE | Height¦ft - in | Height | FALSE |  | 8Mfre9cCq4h7U28/Z3qBjKNWfGMwtFW3WX+UN2v3Peo= | C:\Temp\vw\test data\test subfolder\ppmd_templates_OPRT1.rvt | 7' - 0"
ppmd_templates_OPRT1.rvt | OPRT1 - DOOR SCHEDULE | FALSE | Width¦ft - in | Width | FALSE |  | 8Mfre9cCq4h7U28/Z3qBjKNWfGMwtFW3WX+UN2v3Peo= | C:\Temp\vw\test data\test subfolder\ppmd_templates_OPRT1.rvt | 3' - 6"
ppmd_templates_OPRT1.rvt | OPRT1 - DOOR SCHEDULE | FALSE | Notes | Type Comments | FALSE |  | 8Mfre9cCq4h7U28/Z3qBjKNWfGMwtFW3WX+UN2v3Peo= | C:\Temp\vw\test data\test subfolder\ppmd_templates_OPRT1.rvt
ppmd_templates_OPRT1.rvt | OPRT1 - ELECTRICAL DESIGN | FALSE | Lighting¦LUX1 | Light_Level_LUX | TRUE | fc853981-f613-4f05-81bd-e48fb947424b | 8Mfre9cCq4h7U28/Z3qBjKNWfGMwtFW3WX+UN2v3Peo= | C:\Temp\vw\test data\test subfolder\ppmd_templates_OPRT1.rvt | 500
ppmd_templates_OPRT1.rvt | OPRT1 - ELECTRICAL DESIGN | FALSE | Lighting¦Footcandles1 | Light_Level_FC | FALSE |  | 8Mfre9cCq4h7U28/Z3qBjKNWfGMwtFW3WX+UN2v3Peo= | C:\Temp\vw\test data\test subfolder\ppmd_templates_OPRT1.rvt | 46
ppmd_templates_OPRT1.rvt | OPRT1 - ELECTRICAL DESIGN | FALSE | Lighting¦LUX2 | Light_Level_LUX2 | TRUE | 172f1cff-58cc-41cd-b888-0e7a81d2bf40 | 8Mfre9cCq4h7U28/Z3qBjKNWfGMwtFW3WX+UN2v3Peo= | C:\Temp\vw\test data\test subfolder\ppmd_templates_OPRT1.rvt
ppmd_templates_OPRT1.rvt | OPRT1 - ELECTRICAL DESIGN | FALSE | Lighting¦Footcandles2 | Light_Level_FC2 | FALSE |  | 8Mfre9cCq4h7U28/Z3qBjKNWfGMwtFW3WX+UN2v3Peo= | C:\Temp\vw\test data\test subfolder\ppmd_templates_OPRT1.rvt
ppmd_templates_OPRT1.rvt | OPRT1 - ELECTRICAL DESIGN | FALSE | Lighting¦Notes | Light_Notes | TRUE | a36245ac-ea57-45c2-bac5-bed4d04a4f78 | 8Mfre9cCq4h7U28/Z3qBjKNWfGMwtFW3WX+UN2v3Peo= | C:\Temp\vw\test data\test subfolder\ppmd_templates_OPRT1.rvt | C
ppmd_templates_OPRT1.rvt | OPRT1 - ELECTRICAL DESIGN | FALSE | Lighting¦Notes2 | Light_Notes2 | TRUE | 6d0b4891-ce4c-45f8-9560-387866098a10 | 8Mfre9cCq4h7U28/Z3qBjKNWfGMwtFW3WX+UN2v3Peo= | C:\Temp\vw\test data\test subfolder\ppmd_templates_OPRT1.rvt
ppmd_templates_OPRT1.rvt | OPRT1 - ELECTRICAL DESIGN | FALSE | Essential Power¦% Power | ES_Power% | TRUE | 7cbfe71a-865f-4cf4-b400-c67e3939439b | 8Mfre9cCq4h7U28/Z3qBjKNWfGMwtFW3WX+UN2v3Peo= | C:\Temp\vw\test data\test subfolder\ppmd_templates_OPRT1.rvt
ppmd_templates_OPRT1.rvt | OPRT1 - ELECTRICAL DESIGN | FALSE | Essential Power¦% Light | ES_Light% | TRUE | af00a8bb-40cb-434a-a7e5-b4140f3c844f | 8Mfre9cCq4h7U28/Z3qBjKNWfGMwtFW3WX+UN2v3Peo= | C:\Temp\vw\test data\test subfolder\ppmd_templates_OPRT1.rvt
ppmd_templates_OPRT1.rvt | OPRT1 - ELECTRICAL DESIGN | FALSE | Essential Power¦Notes | ES_Notes | TRUE | 0c3ae867-1060-40b5-bb68-261d16a167a0 | 8Mfre9cCq4h7U28/Z3qBjKNWfGMwtFW3WX+UN2v3Peo= | C:\Temp\vw\test data\test subfolder\ppmd_templates_OPRT1.rvt
ppmd_templates_OPRT1.rvt | OPRT1 - EQUIPMENT SCHEDULE | TRUE | JSN | JSN | TRUE | 8632cd76-2ab9-457d-8db7-39197de446a2 | 8Mfre9cCq4h7U28/Z3qBjKNWfGMwtFW3WX+UN2v3Peo= | C:\Temp\vw\test data\test subfolder\ppmd_templates_OPRT1.rvt | A1066¦A5075¦A5080¦A5106¦A5145¦A5180¦A5180¦E0945¦E0948¦E0963¦F0205¦F0340¦F3200¦M0750¦M0755¦M0765¦M0875¦M1620¦M1801¦M4116¦M4655¦M7905¦P3100¦TB017
ppmd_templates_OPRT1.rvt | OPRT1 - EQUIPMENT SCHEDULE | TRUE | Nomenclature | Nomenclature | TRUE | f004b755-1952-4a21-a1c1-98f41ef6a86c | 8Mfre9cCq4h7U28/Z3qBjKNWfGMwtFW3WX+UN2v3Peo= | C:\Temp\vw\test data\test subfolder\ppmd_templates_OPRT1.rvt | Mirror, Float Glass, With SS Frame¦Dispenser, Soap, Disposable¦Dispenser, Paper Towel, SS, Surface Mounted¦Waste Disposal Unit, Sharps w/Glove Dispenser¦Hook, Garment, Double, SS, Surface Mounted¦Track, Cubicle, Surface Mounted, With Curtain¦Track, Cubicle, Surface Mounted, With Curtain¦Mobile, Workstation¦Cart, General Storage, Mobile, 42"H x 32"W x 22"D¦Cart, General Storage, Mobile¦Chair, Side With Arms¦Stool, Self Adjusting¦Clock, Battery, 12" Diameter¦Flowmeter, Air, Connect w/50 PSI Supply¦Flowmeter, Oxygen, Low Flow¦Regulator, Vacuum¦Nebulizer, Ultrasonic¦Holder, Chart, Patient, Wall or Door Mounted¦Computer, Microprocessing, w/Flat Panel Monitor¦Monitor, Vital Signs¦Stretcher, Mobile, CRS, 9 Position¦Oximeter, Pulse¦Lavatory, Vitreous China, Slab Type¦Basket, Infectious Wast, Step-On
ppmd_templates_OPRT1.rvt | OPRT1 - EQUIPMENT SCHEDULE | TRUE | Qty | Count | FALSE |  | 8Mfre9cCq4h7U28/Z3qBjKNWfGMwtFW3WX+UN2v3Peo= | C:\Temp\vw\test data\test subfolder\ppmd_templates_OPRT1.rvt | 1¦1¦1¦1¦4¦4¦1¦1¦3¦1¦3¦1¦1¦3¦3¦3¦3¦1¦1¦1¦1¦3¦1¦4
ppmd_templates_OPRT1.rvt | OPRT1 - EQUIPMENT SCHEDULE | TRUE | LF | Comments | FALSE |  | 8Mfre9cCq4h7U28/Z3qBjKNWfGMwtFW3WX+UN2v3Peo= | C:\Temp\vw\test data\test subfolder\ppmd_templates_OPRT1.rvt | 8'-0"¦7'-0"
ppmd_templates_OPRT1.rvt | OPRT1 - EQUIPMENT SCHEDULE | TRUE | Logistics¦AR | CAT_Army | TRUE | fa0e0053-bcc4-42e8-881f-6a4690f994c9 | 8Mfre9cCq4h7U28/Z3qBjKNWfGMwtFW3WX+UN2v3Peo= | C:\Temp\vw\test data\test subfolder\ppmd_templates_OPRT1.rvt | A¦C¦A¦C¦A¦A¦A¦C¦C¦C¦C¦C¦C¦C¦C¦C¦C¦A¦C¦C¦C¦C¦A¦C
ppmd_templates_OPRT1.rvt | OPRT1 - EQUIPMENT SCHEDULE | TRUE | Logistics¦NA | CAT_Navy | TRUE | 183e77a6-b75d-41a5-8f81-f6abfee236ec | 8Mfre9cCq4h7U28/Z3qBjKNWfGMwtFW3WX+UN2v3Peo= | C:\Temp\vw\test data\test subfolder\ppmd_templates_OPRT1.rvt | A¦C¦A¦A¦A¦A¦A¦C¦C¦C¦C¦C¦C¦C¦C¦C¦C¦A¦C¦C¦C¦C¦A¦C
ppmd_templates_OPRT1.rvt | OPRT1 - EQUIPMENT SCHEDULE | TRUE | Logistics¦AF | CAT_AF | TRUE | 053816d3-2f83-4e72-9b30-0a25ff75573f | 8Mfre9cCq4h7U28/Z3qBjKNWfGMwtFW3WX+UN2v3Peo= | C:\Temp\vw\test data\test subfolder\ppmd_templates_OPRT1.rvt | A¦C¦A¦C¦A¦A¦A¦C¦C¦C¦C¦C¦C¦C¦C¦C¦C¦A¦C¦C¦C¦C¦A¦C
ppmd_templates_OPRT1.rvt | OPRT1 - EQUIPMENT SCHEDULE | TRUE | Logistics¦VA | CAT_VA | TRUE | abab06e0-bc20-4958-a9a7-acf73c376614 | 8Mfre9cCq4h7U28/Z3qBjKNWfGMwtFW3WX+UN2v3Peo= | C:\Temp\vw\test data\test subfolder\ppmd_templates_OPRT1.rvt | A¦C¦A¦C¦A¦A¦A¦C¦C¦C¦C¦C¦C¦C¦C¦C¦C¦A¦C¦C¦C¦C¦A¦C
ppmd_templates_OPRT1.rvt | OPRT1 - EQUIPMENT SCHEDULE | TRUE | Utilities¦1 | UTIL_1_WaterDrain | TRUE | 594b780e-c62e-473b-9f66-4d3db2fa1b7f | 8Mfre9cCq4h7U28/Z3qBjKNWfGMwtFW3WX+UN2v3Peo= | C:\Temp\vw\test data\test subfolder\ppmd_templates_OPRT1.rvt | -¦-¦-¦-¦-¦-¦-¦-¦-¦-¦-¦-¦-¦-¦-¦-¦-¦-¦-¦-¦-¦-¦D¦-
ppmd_templates_OPRT1.rvt | OPRT1 - EQUIPMENT SCHEDULE | TRUE | Utilities¦2 | UTIL_2_Elec | TRUE | 28082216-138e-4a2f-9824-e96dbd7e3cd0 | 8Mfre9cCq4h7U28/Z3qBjKNWfGMwtFW3WX+UN2v3Peo= | C:\Temp\vw\test data\test subfolder\ppmd_templates_OPRT1.rvt | -¦-¦-¦-¦-¦-¦-¦-¦-¦-¦-¦-¦-¦-¦-¦-¦A¦-¦A¦A¦-¦A¦-¦-
ppmd_templates_OPRT1.rvt | OPRT1 - EQUIPMENT SCHEDULE | TRUE | Utilities¦3 | UTIL_3_MedGas | TRUE | 22af1ef2-54f0-4b6e-b40a-7064dfb8769c | 8Mfre9cCq4h7U28/Z3qBjKNWfGMwtFW3WX+UN2v3Peo= | C:\Temp\vw\test data\test subfolder\ppmd_templates_OPRT1.rvt | -¦-¦-¦-¦-¦-¦-¦-¦-¦-¦-¦-¦-¦K¦A¦B¦F¦-¦-¦-¦-¦-¦-¦-
ppmd_templates_OPRT1.rvt | OPRT1 - EQUIPMENT SCHEDULE | TRUE | Utilities¦4 | UTIL_4_MiscGas | TRUE | 745b8c3e-fd4a-4430-994a-d25826e1e484 | 8Mfre9cCq4h7U28/Z3qBjKNWfGMwtFW3WX+UN2v3Peo= | C:\Temp\vw\test data\test subfolder\ppmd_templates_OPRT1.rvt | -¦-¦-¦-¦-¦-¦-¦-¦-¦-¦-¦-¦-¦-¦-¦-¦-¦-¦-¦-¦-¦-¦-¦-
ppmd_templates_OPRT1.rvt | OPRT1 - EQUIPMENT SCHEDULE | TRUE | Utilities¦5 | UTIL_5_NonMedGas | TRUE | 323edf97-d058-44ef-a0fb-1836c80554d8 | 8Mfre9cCq4h7U28/Z3qBjKNWfGMwtFW3WX+UN2v3Peo= | C:\Temp\vw\test data\test subfolder\ppmd_templates_OPRT1.rvt | -¦-¦-¦-¦-¦-¦-¦-¦-¦-¦-¦-¦-¦-¦-¦-¦-¦-¦-¦-¦-¦-¦-¦-
ppmd_templates_OPRT1.rvt | OPRT1 - EQUIPMENT SCHEDULE | TRUE | Utilities¦6 | UTIL_6_Misc | TRUE | 38083e2d-8ba3-4868-9752-742b7a4a9586 | 8Mfre9cCq4h7U28/Z3qBjKNWfGMwtFW3WX+UN2v3Peo= | C:\Temp\vw\test data\test subfolder\ppmd_templates_OPRT1.rvt | -¦-¦-¦-¦-¦-¦-¦-¦-¦-¦-¦-¦-¦-¦-¦-¦-¦-¦-¦-¦-¦-¦-¦-
ppmd_templates_OPRT1.rvt | OPRT1 - INTERIOR DESIGN | FALSE | Floor Finish¦Preferred | Floor Finish | FALSE |  | 8Mfre9cCq4h7U28/Z3qBjKNWfGMwtFW3WX+UN2v3Peo= | C:\Temp\vw\test data\test subfolder\ppmd_templates_OPRT1.rvt | UT
ppmd_templates_OPRT1.rvt | OPRT1 - INTERIOR DESIGN | FALSE | Floor Finish¦Alternate | Floor Finish2 | TRUE | 4030719d-a272-441a-8bfa-d5eb510a1687 | 8Mfre9cCq4h7U28/Z3qBjKNWfGMwtFW3WX+UN2v3Peo= | C:\Temp\vw\test data\test subfolder\ppmd_templates_OPRT1.rvt | US
ppmd_templates_OPRT1.rvt | OPRT1 - INTERIOR DESIGN | FALSE | Wall Finish¦Preferred | Wall Finish | FALSE |  | 8Mfre9cCq4h7U28/Z3qBjKNWfGMwtFW3WX+UN2v3Peo= | C:\Temp\vw\test data\test subfolder\ppmd_templates_OPRT1.rvt | GLG
ppmd_templates_OPRT1.rvt | OPRT1 - INTERIOR DESIGN | FALSE | Wall Finish¦Alternate | Wall Finish2 | TRUE | 5a49d499-57b3-4e1f-afc0-4c041c862be1 | 8Mfre9cCq4h7U28/Z3qBjKNWfGMwtFW3WX+UN2v3Peo= | C:\Temp\vw\test data\test subfolder\ppmd_templates_OPRT1.rvt | GPT
ppmd_templates_OPRT1.rvt | OPRT1 - INTERIOR DESIGN | FALSE | Ceiling Finish¦Preferred | Ceiling Finish | FALSE |  | 8Mfre9cCq4h7U28/Z3qBjKNWfGMwtFW3WX+UN2v3Peo= | C:\Temp\vw\test data\test subfolder\ppmd_templates_OPRT1.rvt | AT1
ppmd_templates_OPRT1.rvt | OPRT1 - INTERIOR DESIGN | FALSE | Ceiling Finish¦Alternate | Ceiling Finish2 | TRUE | acb31fd1-378b-4329-97b0-400ae39b5bc4 | 8Mfre9cCq4h7U28/Z3qBjKNWfGMwtFW3WX+UN2v3Peo= | C:\Temp\vw\test data\test subfolder\ppmd_templates_OPRT1.rvt
ppmd_templates_OPRT1.rvt | OPRT1 - INTERIOR DESIGN | FALSE | Room Height¦ft - in | Ceiling_Hgt_IP | TRUE | 9f14ca4f-2465-4385-a17c-7aa549f64c09 | 8Mfre9cCq4h7U28/Z3qBjKNWfGMwtFW3WX+UN2v3Peo= | C:\Temp\vw\test data\test subfolder\ppmd_templates_OPRT1.rvt | 8' - 0"
ppmd_templates_OPRT1.rvt | OPRT1 - INTERIOR DESIGN | FALSE | Room Noise¦Min NC | Noise_NC_MIN | TRUE | 8c49df6c-7d6b-49fd-9459-f57d0921d704 | 8Mfre9cCq4h7U28/Z3qBjKNWfGMwtFW3WX+UN2v3Peo= | C:\Temp\vw\test data\test subfolder\ppmd_templates_OPRT1.rvt | 35
ppmd_templates_OPRT1.rvt | OPRT1 - INTERIOR DESIGN | FALSE | Room Noise¦Max NC | Noise_NC_MAX | TRUE | 629b571a-1c14-443c-b8e8-1130b5edb513 | 8Mfre9cCq4h7U28/Z3qBjKNWfGMwtFW3WX+UN2v3Peo= | C:\Temp\vw\test data\test subfolder\ppmd_templates_OPRT1.rvt | 45
ppmd_templates_OPRT1.rvt | OPRT1 - INTERIOR DESIGN | FALSE | Room Noise¦SC | Noise_SC | TRUE | 44bf9cd1-070a-432c-87d9-26a3211cfe07 | 8Mfre9cCq4h7U28/Z3qBjKNWfGMwtFW3WX+UN2v3Peo= | C:\Temp\vw\test data\test subfolder\ppmd_templates_OPRT1.rvt | 50
ppmd_templates_OPRT1.rvt | OPRT1 - MECHANICAL DESIGN | FALSE | Air Balance | Air_Balance | TRUE | 587b3cf9-4450-4d95-b8ef-0e93665dbd91 | 8Mfre9cCq4h7U28/Z3qBjKNWfGMwtFW3WX+UN2v3Peo= | C:\Temp\vw\test data\test subfolder\ppmd_templates_OPRT1.rvt | 0
ppmd_templates_OPRT1.rvt | OPRT1 - MECHANICAL DESIGN | FALSE | Air Changes Total | Air_Changes_Total | TRUE | 3988d7f3-0f28-4410-866c-5bc65e1d842a | 8Mfre9cCq4h7U28/Z3qBjKNWfGMwtFW3WX+UN2v3Peo= | C:\Temp\vw\test data\test subfolder\ppmd_templates_OPRT1.rvt | 6
ppmd_templates_OPRT1.rvt | OPRT1 - MECHANICAL DESIGN | FALSE | Air Changes OA | Air_Changes_OA | TRUE | b7af949f-3b64-4f85-9391-d9f17dcaad1e | 8Mfre9cCq4h7U28/Z3qBjKNWfGMwtFW3WX+UN2v3Peo= | C:\Temp\vw\test data\test subfolder\ppmd_templates_OPRT1.rvt | 2
ppmd_templates_OPRT1.rvt | OPRT1 - MECHANICAL DESIGN | FALSE | 100% Exhaust Air | Exhaust_Air_100% | TRUE | 62b97784-583b-47d5-90a3-a90bbb961b6e | 8Mfre9cCq4h7U28/Z3qBjKNWfGMwtFW3WX+UN2v3Peo= | C:\Temp\vw\test data\test subfolder\ppmd_templates_OPRT1.rvt
ppmd_templates_OPRT1.rvt | OPRT1 - MECHANICAL DESIGN | FALSE | Summer Temp¦F | Temp_Summer_F | TRUE | 1cbf6964-bd0f-4852-b367-ef4828e2e2cc | 8Mfre9cCq4h7U28/Z3qBjKNWfGMwtFW3WX+UN2v3Peo= | C:\Temp\vw\test data\test subfolder\ppmd_templates_OPRT1.rvt
ppmd_templates_OPRT1.rvt | OPRT1 - MECHANICAL DESIGN | FALSE | Summer Temp¦C | Temp_Summer_C | FALSE |  | 8Mfre9cCq4h7U28/Z3qBjKNWfGMwtFW3WX+UN2v3Peo= | C:\Temp\vw\test data\test subfolder\ppmd_templates_OPRT1.rvt
ppmd_templates_OPRT1.rvt | OPRT1 - MECHANICAL DESIGN | FALSE | Summer Temp¦Note | Temp_Summer_Note | TRUE | 6248fa3c-bb43-4e1c-91bb-60e102e573b7 | 8Mfre9cCq4h7U28/Z3qBjKNWfGMwtFW3WX+UN2v3Peo= | C:\Temp\vw\test data\test subfolder\ppmd_templates_OPRT1.rvt
ppmd_templates_OPRT1.rvt | OPRT1 - MECHANICAL DESIGN | FALSE | Winter Temp¦F | Temp_Winter_F | TRUE | b4f9888f-41ad-47ef-a6af-145b3de732c9 | 8Mfre9cCq4h7U28/Z3qBjKNWfGMwtFW3WX+UN2v3Peo= | C:\Temp\vw\test data\test subfolder\ppmd_templates_OPRT1.rvt | 70
ppmd_templates_OPRT1.rvt | OPRT1 - MECHANICAL DESIGN | FALSE | Winter Temp¦C | Temp_Winter_C | FALSE |  | 8Mfre9cCq4h7U28/Z3qBjKNWfGMwtFW3WX+UN2v3Peo= | C:\Temp\vw\test data\test subfolder\ppmd_templates_OPRT1.rvt | 21
ppmd_templates_OPRT1.rvt | OPRT1 - MECHANICAL DESIGN | FALSE | Winter Temp¦Note | Temp_Winter_Note | TRUE | aacd83fc-f530-464e-b089-01667d3c52cd | 8Mfre9cCq4h7U28/Z3qBjKNWfGMwtFW3WX+UN2v3Peo= | C:\Temp\vw\test data\test subfolder\ppmd_templates_OPRT1.rvt
ppmd_templates_OPRT1.rvt | OPRT1 - MECHANICAL DESIGN | FALSE | Max Relative Humidity | Relative_Humidity | TRUE | 36ead6c1-4384-4a65-8654-06a60aef94cb | 8Mfre9cCq4h7U28/Z3qBjKNWfGMwtFW3WX+UN2v3Peo= | C:\Temp\vw\test data\test subfolder\ppmd_templates_OPRT1.rvt
ppmd_templates_OPRT1.rvt | OPRT1 - MECHANICAL DESIGN | FALSE | Filtration¦Interm % | Filtration_Inter_% | TRUE | 4f03ad65-f905-419e-a0cf-8f58fe921fbc | 8Mfre9cCq4h7U28/Z3qBjKNWfGMwtFW3WX+UN2v3Peo= | C:\Temp\vw\test data\test subfolder\ppmd_templates_OPRT1.rvt | 14
ppmd_templates_OPRT1.rvt | OPRT1 - MECHANICAL DESIGN | FALSE | Filtration¦Final % | Filtration_Final_% | TRUE | cc736e5f-46f5-476a-8d0a-ceb32d8d4e5a | 8Mfre9cCq4h7U28/Z3qBjKNWfGMwtFW3WX+UN2v3Peo= | C:\Temp\vw\test data\test subfolder\ppmd_templates_OPRT1.rvt
ppmd_templates_OPRT1.rvt | OPRT1 - MECHANICAL DESIGN | FALSE | Notes | Mech_Notes | TRUE | a32df790-0ab9-4c4a-b19c-511c2eef6d56 | 8Mfre9cCq4h7U28/Z3qBjKNWfGMwtFW3WX+UN2v3Peo= | C:\Temp\vw\test data\test subfolder\ppmd_templates_OPRT1.rvt
ppmd_templates_OPRT1.rvt | OPRT1 - MEDICAL GAS DESIGN | FALSE | MCA | MedGas_MCA | TRUE | 3b23ea7f-b9f1-4749-8a2b-eb6a4fab4cdc | 8Mfre9cCq4h7U28/Z3qBjKNWfGMwtFW3WX+UN2v3Peo= | C:\Temp\vw\test data\test subfolder\ppmd_templates_OPRT1.rvt | 1
ppmd_templates_OPRT1.rvt | OPRT1 - MEDICAL GAS DESIGN | FALSE | DCA | MedGas_DCA | TRUE | 20dc9c73-7465-4e8a-8300-4a8b5a46a91c | 8Mfre9cCq4h7U28/Z3qBjKNWfGMwtFW3WX+UN2v3Peo= | C:\Temp\vw\test data\test subfolder\ppmd_templates_OPRT1.rvt
ppmd_templates_OPRT1.rvt | OPRT1 - MEDICAL GAS DESIGN | FALSE | LA | MedGas_LA | TRUE | 99801083-d820-4c5f-ad07-ab168e1bbda0 | 8Mfre9cCq4h7U28/Z3qBjKNWfGMwtFW3WX+UN2v3Peo= | C:\Temp\vw\test data\test subfolder\ppmd_templates_OPRT1.rvt
ppmd_templates_OPRT1.rvt | OPRT1 - MEDICAL GAS DESIGN | FALSE | PA | MedGas_PA | TRUE | 55793ba6-1647-428e-86f6-5ce4153c7f2e | 8Mfre9cCq4h7U28/Z3qBjKNWfGMwtFW3WX+UN2v3Peo= | C:\Temp\vw\test data\test subfolder\ppmd_templates_OPRT1.rvt
ppmd_templates_OPRT1.rvt | OPRT1 - MEDICAL GAS DESIGN | FALSE | MV | MedGas_MV | TRUE | 0a0bec6d-9172-4a2c-9fb3-7616a08f677a | 8Mfre9cCq4h7U28/Z3qBjKNWfGMwtFW3WX+UN2v3Peo= | C:\Temp\vw\test data\test subfolder\ppmd_templates_OPRT1.rvt | 1
ppmd_templates_OPRT1.rvt | OPRT1 - MEDICAL GAS DESIGN | FALSE | DHV | MedGas_DHV | TRUE | 79779898-9917-494b-a027-0013b44e14f1 | 8Mfre9cCq4h7U28/Z3qBjKNWfGMwtFW3WX+UN2v3Peo= | C:\Temp\vw\test data\test subfolder\ppmd_templates_OPRT1.rvt
ppmd_templates_OPRT1.rvt | OPRT1 - MEDICAL GAS DESIGN | FALSE | DLV | MedGas_DLV | TRUE | bcdcef93-2e56-440a-a8f7-e9973eadba59 | 8Mfre9cCq4h7U28/Z3qBjKNWfGMwtFW3WX+UN2v3Peo= | C:\Temp\vw\test data\test subfolder\ppmd_templates_OPRT1.rvt
ppmd_templates_OPRT1.rvt | OPRT1 - MEDICAL GAS DESIGN | FALSE | LDE | MedGas_LDE | TRUE | cc6496eb-fa04-4455-81d4-1dfb1e6aaa52 | 8Mfre9cCq4h7U28/Z3qBjKNWfGMwtFW3WX+UN2v3Peo= | C:\Temp\vw\test data\test subfolder\ppmd_templates_OPRT1.rvt
ppmd_templates_OPRT1.rvt | OPRT1 - MEDICAL GAS DESIGN | FALSE | OX | MedGas_OX | TRUE | 59f6c2e0-639e-4476-adf0-a5c19b1199db | 8Mfre9cCq4h7U28/Z3qBjKNWfGMwtFW3WX+UN2v3Peo= | C:\Temp\vw\test data\test subfolder\ppmd_templates_OPRT1.rvt | 1
ppmd_templates_OPRT1.rvt | OPRT1 - MEDICAL GAS DESIGN | FALSE | NO | MedGas_NO | TRUE | 1f31b342-99ad-494b-90ce-f27b8fc04b75 | 8Mfre9cCq4h7U28/Z3qBjKNWfGMwtFW3WX+UN2v3Peo= | C:\Temp\vw\test data\test subfolder\ppmd_templates_OPRT1.rvt
ppmd_templates_OPRT1.rvt | OPRT1 - MEDICAL GAS DESIGN | FALSE | NI | MedGas_NI | TRUE | ea24567d-1f4e-45f9-907f-a79ef8b323b1 | 8Mfre9cCq4h7U28/Z3qBjKNWfGMwtFW3WX+UN2v3Peo= | C:\Temp\vw\test data\test subfolder\ppmd_templates_OPRT1.rvt
ppmd_templates_OPRT1.rvt | OPRT1 - MEDICAL GAS DESIGN | FALSE | WAGD | MedGas_WAGD | TRUE | 1aa3572e-5073-44b4-acb3-ff8739230b69 | 8Mfre9cCq4h7U28/Z3qBjKNWfGMwtFW3WX+UN2v3Peo= | C:\Temp\vw\test data\test subfolder\ppmd_templates_OPRT1.rvt
ppmd_templates_OPRT1.rvt | OPRT1 - MEDICAL GAS DESIGN | FALSE | Notes1 | MedGas_Notes | TRUE | 69d1283f-21ef-46f3-9ebb-e36d00ef4da3 | 8Mfre9cCq4h7U28/Z3qBjKNWfGMwtFW3WX+UN2v3Peo= | C:\Temp\vw\test data\test subfolder\ppmd_templates_OPRT1.rvt | B
ppmd_templates_OPRT1.rvt | OPRT1 - MEDICAL GAS DESIGN | FALSE | Notes2 | MedGas_Notes2 | TRUE | 867f4341-094b-4cc7-b128-8c28392e09cd | 8Mfre9cCq4h7U28/Z3qBjKNWfGMwtFW3WX+UN2v3Peo= | C:\Temp\vw\test data\test subfolder\ppmd_templates_OPRT1.rvt
ppmd_templates_OPRT1.rvt | OPRT1 - STRUCTURAL DESIGN | FALSE | Structural Load¦psf | Str_FloorLoad_psf | TRUE | 654b90c9-d71e-4bcd-9f27-a1532becca95 | 8Mfre9cCq4h7U28/Z3qBjKNWfGMwtFW3WX+UN2v3Peo= | C:\Temp\vw\test data\test subfolder\ppmd_templates_OPRT1.rvt | 60
ppmd_templates_OPRT1.rvt | OPRT1 - STRUCTURAL DESIGN | FALSE | Structural Load¦kPA | Str_FloorLoad_kPA | FALSE |  | 8Mfre9cCq4h7U28/Z3qBjKNWfGMwtFW3WX+UN2v3Peo= | C:\Temp\vw\test data\test subfolder\ppmd_templates_OPRT1.rvt | 3
ppmd_templates_OPRT1.rvt | OPRT1 - STRUCTURAL DESIGN | FALSE | Notes | Str_Notes | TRUE | 509b36e6-cf53-4158-b357-61e3cedd6faa | 8Mfre9cCq4h7U28/Z3qBjKNWfGMwtFW3WX+UN2v3Peo= | C:\Temp\vw\test data\test subfolder\ppmd_templates_OPRT1.rvt
ppmd_templates_OPTM1.rvt | OPTM1 - DATA/TELEPHONE EQUIPMENT | FALSE | JSN | JSN | TRUE | 8632cd76-2ab9-457d-8db7-39197de446a2 | 0/NPRuRtyJtGf7Gh37USKmrq+LHxMqPIZHz0yGldbfc= | C:\Temp\vw\test data\test subfolder\ppmd_templates_OPTM1.rvt
ppmd_templates_OPTM1.rvt | OPTM1 - DATA/TELEPHONE EQUIPMENT | FALSE | Nomenclature | Nomenclature | TRUE | f004b755-1952-4a21-a1c1-98f41ef6a86c | 0/NPRuRtyJtGf7Gh37USKmrq+LHxMqPIZHz0yGldbfc= | C:\Temp\vw\test data\test subfolder\ppmd_templates_OPTM1.rvt
ppmd_templates_OPTM1.rvt | OPTM1 - DATA/TELEPHONE EQUIPMENT | FALSE | Qty | Count | FALSE |  | 0/NPRuRtyJtGf7Gh37USKmrq+LHxMqPIZHz0yGldbfc= | C:\Temp\vw\test data\test subfolder\ppmd_templates_OPTM1.rvt
ppmd_templates_OPTM1.rvt | OPTM1 - DATA/TELEPHONE EQUIPMENT | FALSE | Logistics¦AR | CAT_Army | TRUE | fa0e0053-bcc4-42e8-881f-6a4690f994c9 | 0/NPRuRtyJtGf7Gh37USKmrq+LHxMqPIZHz0yGldbfc= | C:\Temp\vw\test data\test subfolder\ppmd_templates_OPTM1.rvt
ppmd_templates_OPTM1.rvt | OPTM1 - DATA/TELEPHONE EQUIPMENT | FALSE | Logistics¦NA | CAT_Navy | TRUE | 183e77a6-b75d-41a5-8f81-f6abfee236ec | 0/NPRuRtyJtGf7Gh37USKmrq+LHxMqPIZHz0yGldbfc= | C:\Temp\vw\test data\test subfolder\ppmd_templates_OPTM1.rvt
ppmd_templates_OPTM1.rvt | OPTM1 - DATA/TELEPHONE EQUIPMENT | FALSE | Logistics¦AF | CAT_AF | TRUE | 053816d3-2f83-4e72-9b30-0a25ff75573f | 0/NPRuRtyJtGf7Gh37USKmrq+LHxMqPIZHz0yGldbfc= | C:\Temp\vw\test data\test subfolder\ppmd_templates_OPTM1.rvt
ppmd_templates_OPTM1.rvt | OPTM1 - DATA/TELEPHONE EQUIPMENT | FALSE | Logistics¦VA | CAT_VA | TRUE | abab06e0-bc20-4958-a9a7-acf73c376614 | 0/NPRuRtyJtGf7Gh37USKmrq+LHxMqPIZHz0yGldbfc= | C:\Temp\vw\test data\test subfolder\ppmd_templates_OPTM1.rvt
ppmd_templates_OPTM1.rvt | OPTM1 - DOOR SCHEDULE | FALSE | Mark | Construction Type | FALSE |  | 0/NPRuRtyJtGf7Gh37USKmrq+LHxMqPIZHz0yGldbfc= | C:\Temp\vw\test data\test subfolder\ppmd_templates_OPTM1.rvt | A
ppmd_templates_OPTM1.rvt | OPTM1 - DOOR SCHEDULE | FALSE | Type | Family | FALSE |  | 0/NPRuRtyJtGf7Gh37USKmrq+LHxMqPIZHz0yGldbfc= | C:\Temp\vw\test data\test subfolder\ppmd_templates_OPTM1.rvt | Single-Flush
ppmd_templates_OPTM1.rvt | OPTM1 - DOOR SCHEDULE | FALSE | Count | Count | FALSE |  | 0/NPRuRtyJtGf7Gh37USKmrq+LHxMqPIZHz0yGldbfc= | C:\Temp\vw\test data\test subfolder\ppmd_templates_OPTM1.rvt | 1
ppmd_templates_OPTM1.rvt | OPTM1 - DOOR SCHEDULE | FALSE | Height¦ft - in | Height | FALSE |  | 0/NPRuRtyJtGf7Gh37USKmrq+LHxMqPIZHz0yGldbfc= | C:\Temp\vw\test data\test subfolder\ppmd_templates_OPTM1.rvt | 7' - 0"
ppmd_templates_OPTM1.rvt | OPTM1 - DOOR SCHEDULE | FALSE | Width¦ft - in | Width | FALSE |  | 0/NPRuRtyJtGf7Gh37USKmrq+LHxMqPIZHz0yGldbfc= | C:\Temp\vw\test data\test subfolder\ppmd_templates_OPTM1.rvt | 3' - 6"
ppmd_templates_OPTM1.rvt | OPTM1 - DOOR SCHEDULE | FALSE | Notes | Type Comments | FALSE |  | 0/NPRuRtyJtGf7Gh37USKmrq+LHxMqPIZHz0yGldbfc= | C:\Temp\vw\test data\test subfolder\ppmd_templates_OPTM1.rvt
ppmd_templates_OPTM1.rvt | OPTM1 - ELECTRICAL DESIGN | FALSE | Lighting¦LUX1 | Light_Level_LUX | TRUE | fc853981-f613-4f05-81bd-e48fb947424b | 0/NPRuRtyJtGf7Gh37USKmrq+LHxMqPIZHz0yGldbfc= | C:\Temp\vw\test data\test subfolder\ppmd_templates_OPTM1.rvt | 500
ppmd_templates_OPTM1.rvt | OPTM1 - ELECTRICAL DESIGN | FALSE | Lighting¦Footcandles1 | Light_Level_FC | FALSE |  | 0/NPRuRtyJtGf7Gh37USKmrq+LHxMqPIZHz0yGldbfc= | C:\Temp\vw\test data\test subfolder\ppmd_templates_OPTM1.rvt | 46
ppmd_templates_OPTM1.rvt | OPTM1 - ELECTRICAL DESIGN | FALSE | Lighting¦LUX2 | Light_Level_LUX2 | TRUE | 172f1cff-58cc-41cd-b888-0e7a81d2bf40 | 0/NPRuRtyJtGf7Gh37USKmrq+LHxMqPIZHz0yGldbfc= | C:\Temp\vw\test data\test subfolder\ppmd_templates_OPTM1.rvt
ppmd_templates_OPTM1.rvt | OPTM1 - ELECTRICAL DESIGN | FALSE | Lighting¦Footcandles2 | Light_Level_FC2 | FALSE |  | 0/NPRuRtyJtGf7Gh37USKmrq+LHxMqPIZHz0yGldbfc= | C:\Temp\vw\test data\test subfolder\ppmd_templates_OPTM1.rvt
ppmd_templates_OPTM1.rvt | OPTM1 - ELECTRICAL DESIGN | FALSE | Lighting¦Notes | Light_Notes | TRUE | a36245ac-ea57-45c2-bac5-bed4d04a4f78 | 0/NPRuRtyJtGf7Gh37USKmrq+LHxMqPIZHz0yGldbfc= | C:\Temp\vw\test data\test subfolder\ppmd_templates_OPTM1.rvt | C
ppmd_templates_OPTM1.rvt | OPTM1 - ELECTRICAL DESIGN | FALSE | Lighting¦Notes2 | Light_Notes2 | TRUE | 6d0b4891-ce4c-45f8-9560-387866098a10 | 0/NPRuRtyJtGf7Gh37USKmrq+LHxMqPIZHz0yGldbfc= | C:\Temp\vw\test data\test subfolder\ppmd_templates_OPTM1.rvt
ppmd_templates_OPTM1.rvt | OPTM1 - ELECTRICAL DESIGN | FALSE | Essential Power¦% Power | ES_Power% | TRUE | 7cbfe71a-865f-4cf4-b400-c67e3939439b | 0/NPRuRtyJtGf7Gh37USKmrq+LHxMqPIZHz0yGldbfc= | C:\Temp\vw\test data\test subfolder\ppmd_templates_OPTM1.rvt
ppmd_templates_OPTM1.rvt | OPTM1 - ELECTRICAL DESIGN | FALSE | Essential Power¦% Light | ES_Light% | TRUE | af00a8bb-40cb-434a-a7e5-b4140f3c844f | 0/NPRuRtyJtGf7Gh37USKmrq+LHxMqPIZHz0yGldbfc= | C:\Temp\vw\test data\test subfolder\ppmd_templates_OPTM1.rvt
ppmd_templates_OPTM1.rvt | OPTM1 - ELECTRICAL DESIGN | FALSE | Essential Power¦Notes | ES_Notes | TRUE | 0c3ae867-1060-40b5-bb68-261d16a167a0 | 0/NPRuRtyJtGf7Gh37USKmrq+LHxMqPIZHz0yGldbfc= | C:\Temp\vw\test data\test subfolder\ppmd_templates_OPTM1.rvt
ppmd_templates_OPTM1.rvt | OPTM1 - EQUIPMENT SCHEDULE | TRUE | JSN | JSN | TRUE | 8632cd76-2ab9-457d-8db7-39197de446a2 | 0/NPRuRtyJtGf7Gh37USKmrq+LHxMqPIZHz0yGldbfc= | C:\Temp\vw\test data\test subfolder\ppmd_templates_OPTM1.rvt | A1066¦A5075¦A5080¦A5106¦A5145¦A5180¦E0945¦E0954¦E0963¦F0205¦F0340¦F2010¦F3200¦M0750¦M0755¦M0765¦M1620¦M1801¦M3070¦M4116¦M4255¦M4266¦M4655¦M7660¦M7710¦M8133¦M8185¦P3100
ppmd_templates_OPTM1.rvt | OPTM1 - EQUIPMENT SCHEDULE | TRUE | Nomenclature | Nomenclature | TRUE | f004b755-1952-4a21-a1c1-98f41ef6a86c | 0/NPRuRtyJtGf7Gh37USKmrq+LHxMqPIZHz0yGldbfc= | C:\Temp\vw\test data\test subfolder\ppmd_templates_OPTM1.rvt | Mirror, Float Glass, With SS Frame¦Dispenser, Soap, Disposable¦Dispenser, Paper Towel, SS, Surface Mounted¦Waste Disposal Unit, Sharps w/Glove Dispenser¦Hook, Garment, Double, SS, Surface Mounted¦Track, Cubicle, Surface Mounted, With Curtain¦Mobile, Workstation¦Cart, Emergency, Mobile, 66"H x 52"W x 22"D¦Cart, General Storage, Mobile¦Chair, Side With Arms¦Stool, Self Adjusting¦Basket, Wastepaper, Step-On¦Clock, Battery, 12" Diameter¦Flowmeter, Air, Connect w/50 PSI Supply¦Flowmeter, Oxygen, Low Flow¦Regulator, Vacuum¦Holder, Chart, Patient, Wall or Door Mounted¦Computer, Microprocessing, w/Flat Panel Monitor¦Hamper, Linen, Mobile, w/Lid¦Monitor, Vital Signs¦Stand, IV, Adjustable¦Pump, Volumetric, Infusion, Multiple Line¦Stretcher, Mobile, CRS, 9 Position¦Defibrillator/Monitor/Recorder, Portable¦Electrocardiograph, 12 Lead, Portable¦Ergometer, Upper Body¦System, Stress Exercise, w/Treadmill¦Lavatory, Vitreous China, Slab Type
ppmd_templates_OPTM1.rvt | OPTM1 - EQUIPMENT SCHEDULE | TRUE | Qty | Count | FALSE |  | 0/NPRuRtyJtGf7Gh37USKmrq+LHxMqPIZHz0yGldbfc= | C:\Temp\vw\test data\test subfolder\ppmd_templates_OPTM1.rvt | 1¦1¦1¦1¦1¦1¦1¦1¦2¦1¦1¦2¦1¦2¦2¦2¦1¦1¦1¦1¦1¦1¦1¦1¦1¦1¦1¦1
ppmd_templates_OPTM1.rvt | OPTM1 - EQUIPMENT SCHEDULE | TRUE | LF | Comments | FALSE |  | 0/NPRuRtyJtGf7Gh37USKmrq+LHxMqPIZHz0yGldbfc= | C:\Temp\vw\test data\test subfolder\ppmd_templates_OPTM1.rvt | 12'-0"
ppmd_templates_OPTM1.rvt | OPTM1 - EQUIPMENT SCHEDULE | TRUE | Logistics¦AR | CAT_Army | TRUE | fa0e0053-bcc4-42e8-881f-6a4690f994c9 | 0/NPRuRtyJtGf7Gh37USKmrq+LHxMqPIZHz0yGldbfc= | C:\Temp\vw\test data\test subfolder\ppmd_templates_OPTM1.rvt | A¦C¦A¦C¦A¦A¦C¦C¦C¦C¦C¦C¦C¦C¦C¦C¦C¦C¦C¦C¦C¦C¦C¦C¦C¦C¦C¦A
ppmd_templates_OPTM1.rvt | OPTM1 - EQUIPMENT SCHEDULE | TRUE | Logistics¦NA | CAT_Navy | TRUE | 183e77a6-b75d-41a5-8f81-f6abfee236ec | 0/NPRuRtyJtGf7Gh37USKmrq+LHxMqPIZHz0yGldbfc= | C:\Temp\vw\test data\test subfolder\ppmd_templates_OPTM1.rvt | A¦C¦A¦A¦A¦A¦C¦C¦C¦C¦C¦C¦C¦C¦C¦C¦C¦C¦C¦C¦C¦C¦C¦C¦C¦C¦C¦A
ppmd_templates_OPTM1.rvt | OPTM1 - EQUIPMENT SCHEDULE | TRUE | Logistics¦AF | CAT_AF | TRUE | 053816d3-2f83-4e72-9b30-0a25ff75573f | 0/NPRuRtyJtGf7Gh37USKmrq+LHxMqPIZHz0yGldbfc= | C:\Temp\vw\test data\test subfolder\ppmd_templates_OPTM1.rvt | A¦C¦A¦C¦A¦A¦C¦C¦C¦C¦C¦C¦C¦C¦C¦C¦C¦C¦C¦C¦C¦C¦C¦C¦C¦C¦C¦A
ppmd_templates_OPTM1.rvt | OPTM1 - EQUIPMENT SCHEDULE | TRUE | Logistics¦VA | CAT_VA | TRUE | abab06e0-bc20-4958-a9a7-acf73c376614 | 0/NPRuRtyJtGf7Gh37USKmrq+LHxMqPIZHz0yGldbfc= | C:\Temp\vw\test data\test subfolder\ppmd_templates_OPTM1.rvt | A¦C¦A¦C¦A¦A¦C¦C¦C¦C¦C¦C¦C¦C¦C¦C¦C¦C¦C¦C¦C¦C¦C¦C¦C¦C¦C¦A
ppmd_templates_OPTM1.rvt | OPTM1 - EQUIPMENT SCHEDULE | TRUE | Utilities¦1 | UTIL_1_WaterDrain | TRUE | 594b780e-c62e-473b-9f66-4d3db2fa1b7f | 0/NPRuRtyJtGf7Gh37USKmrq+LHxMqPIZHz0yGldbfc= | C:\Temp\vw\test data\test subfolder\ppmd_templates_OPTM1.rvt | -¦-¦-¦-¦-¦-¦-¦-¦-¦-¦-¦-¦-¦-¦-¦-¦-¦-¦-¦-¦-¦-¦-¦-¦-¦-¦-¦D
ppmd_templates_OPTM1.rvt | OPTM1 - EQUIPMENT SCHEDULE | TRUE | Utilities¦2 | UTIL_2_Elec | TRUE | 28082216-138e-4a2f-9824-e96dbd7e3cd0 | 0/NPRuRtyJtGf7Gh37USKmrq+LHxMqPIZHz0yGldbfc= | C:\Temp\vw\test data\test subfolder\ppmd_templates_OPTM1.rvt | -¦-¦-¦-¦-¦-¦-¦-¦-¦-¦-¦-¦-¦-¦-¦-¦-¦A¦-¦A¦-¦A¦-¦A¦A¦A¦D¦-
ppmd_templates_OPTM1.rvt | OPTM1 - EQUIPMENT SCHEDULE | TRUE | Utilities¦3 | UTIL_3_MedGas | TRUE | 22af1ef2-54f0-4b6e-b40a-7064dfb8769c | 0/NPRuRtyJtGf7Gh37USKmrq+LHxMqPIZHz0yGldbfc= | C:\Temp\vw\test data\test subfolder\ppmd_templates_OPTM1.rvt | -¦-¦-¦-¦-¦-¦-¦-¦-¦-¦-¦-¦-¦K¦A¦B¦-¦-¦-¦-¦-¦-¦-¦-¦-¦-¦-¦-
ppmd_templates_OPTM1.rvt | OPTM1 - EQUIPMENT SCHEDULE | TRUE | Utilities¦4 | UTIL_4_MiscGas | TRUE | 745b8c3e-fd4a-4430-994a-d25826e1e484 | 0/NPRuRtyJtGf7Gh37USKmrq+LHxMqPIZHz0yGldbfc= | C:\Temp\vw\test data\test subfolder\ppmd_templates_OPTM1.rvt | -¦-¦-¦-¦-¦-¦-¦-¦-¦-¦-¦-¦-¦-¦-¦-¦-¦-¦-¦-¦-¦-¦-¦-¦-¦-¦-¦-
ppmd_templates_OPTM1.rvt | OPTM1 - EQUIPMENT SCHEDULE | TRUE | Utilities¦5 | UTIL_5_NonMedGas | TRUE | 323edf97-d058-44ef-a0fb-1836c80554d8 | 0/NPRuRtyJtGf7Gh37USKmrq+LHxMqPIZHz0yGldbfc= | C:\Temp\vw\test data\test subfolder\ppmd_templates_OPTM1.rvt | -¦-¦-¦-¦-¦-¦-¦-¦-¦-¦-¦-¦-¦-¦-¦-¦-¦-¦-¦-¦-¦-¦-¦-¦-¦-¦-¦-
ppmd_templates_OPTM1.rvt | OPTM1 - EQUIPMENT SCHEDULE | TRUE | Utilities¦6 | UTIL_6_Misc | TRUE | 38083e2d-8ba3-4868-9752-742b7a4a9586 | 0/NPRuRtyJtGf7Gh37USKmrq+LHxMqPIZHz0yGldbfc= | C:\Temp\vw\test data\test subfolder\ppmd_templates_OPTM1.rvt | -¦-¦-¦-¦-¦-¦-¦-¦-¦-¦-¦-¦-¦-¦-¦-¦-¦-¦-¦-¦-¦-¦-¦-¦-¦-¦-¦-
ppmd_templates_OPTM1.rvt | OPTM1 - INTERIOR DESIGN | FALSE | Floor Finish¦Preferred | Floor Finish | FALSE |  | 0/NPRuRtyJtGf7Gh37USKmrq+LHxMqPIZHz0yGldbfc= | C:\Temp\vw\test data\test subfolder\ppmd_templates_OPTM1.rvt | UT
ppmd_templates_OPTM1.rvt | OPTM1 - INTERIOR DESIGN | FALSE | Floor Finish¦Alternate | Floor Finish2 | TRUE | 4030719d-a272-441a-8bfa-d5eb510a1687 | 0/NPRuRtyJtGf7Gh37USKmrq+LHxMqPIZHz0yGldbfc= | C:\Temp\vw\test data\test subfolder\ppmd_templates_OPTM1.rvt
ppmd_templates_OPTM1.rvt | OPTM1 - INTERIOR DESIGN | FALSE | Wall Finish¦Preferred | Wall Finish | FALSE |  | 0/NPRuRtyJtGf7Gh37USKmrq+LHxMqPIZHz0yGldbfc= | C:\Temp\vw\test data\test subfolder\ppmd_templates_OPTM1.rvt | GPT
ppmd_templates_OPTM1.rvt | OPTM1 - INTERIOR DESIGN | FALSE | Wall Finish¦Alternate | Wall Finish2 | TRUE | 5a49d499-57b3-4e1f-afc0-4c041c862be1 | 0/NPRuRtyJtGf7Gh37USKmrq+LHxMqPIZHz0yGldbfc= | C:\Temp\vw\test data\test subfolder\ppmd_templates_OPTM1.rvt
ppmd_templates_OPTM1.rvt | OPTM1 - INTERIOR DESIGN | FALSE | Ceiling Finish¦Preferred | Ceiling Finish | FALSE |  | 0/NPRuRtyJtGf7Gh37USKmrq+LHxMqPIZHz0yGldbfc= | C:\Temp\vw\test data\test subfolder\ppmd_templates_OPTM1.rvt | AT1
ppmd_templates_OPTM1.rvt | OPTM1 - INTERIOR DESIGN | FALSE | Ceiling Finish¦Alternate | Ceiling Finish2 | TRUE | acb31fd1-378b-4329-97b0-400ae39b5bc4 | 0/NPRuRtyJtGf7Gh37USKmrq+LHxMqPIZHz0yGldbfc= | C:\Temp\vw\test data\test subfolder\ppmd_templates_OPTM1.rvt
ppmd_templates_OPTM1.rvt | OPTM1 - INTERIOR DESIGN | FALSE | Room Height¦ft - in | Ceiling_Hgt_IP | TRUE | 9f14ca4f-2465-4385-a17c-7aa549f64c09 | 0/NPRuRtyJtGf7Gh37USKmrq+LHxMqPIZHz0yGldbfc= | C:\Temp\vw\test data\test subfolder\ppmd_templates_OPTM1.rvt | 9' - 0"
ppmd_templates_OPTM1.rvt | OPTM1 - INTERIOR DESIGN | FALSE | Room Noise¦Min NC | Noise_NC_MIN | TRUE | 8c49df6c-7d6b-49fd-9459-f57d0921d704 | 0/NPRuRtyJtGf7Gh37USKmrq+LHxMqPIZHz0yGldbfc= | C:\Temp\vw\test data\test subfolder\ppmd_templates_OPTM1.rvt | 30
ppmd_templates_OPTM1.rvt | OPTM1 - INTERIOR DESIGN | FALSE | Room Noise¦Max NC | Noise_NC_MAX | TRUE | 629b571a-1c14-443c-b8e8-1130b5edb513 | 0/NPRuRtyJtGf7Gh37USKmrq+LHxMqPIZHz0yGldbfc= | C:\Temp\vw\test data\test subfolder\ppmd_templates_OPTM1.rvt | 40
ppmd_templates_OPTM1.rvt | OPTM1 - INTERIOR DESIGN | FALSE | Room Noise¦SC | Noise_SC | TRUE | 44bf9cd1-070a-432c-87d9-26a3211cfe07 | 0/NPRuRtyJtGf7Gh37USKmrq+LHxMqPIZHz0yGldbfc= | C:\Temp\vw\test data\test subfolder\ppmd_templates_OPTM1.rvt | 50
ppmd_templates_OPTM1.rvt | OPTM1 - MECHANICAL DESIGN | FALSE | Air Balance | Air_Balance | TRUE | 587b3cf9-4450-4d95-b8ef-0e93665dbd91 | 0/NPRuRtyJtGf7Gh37USKmrq+LHxMqPIZHz0yGldbfc= | C:\Temp\vw\test data\test subfolder\ppmd_templates_OPTM1.rvt | 0
ppmd_templates_OPTM1.rvt | OPTM1 - MECHANICAL DESIGN | FALSE | Air Changes Total | Air_Changes_Total | TRUE | 3988d7f3-0f28-4410-866c-5bc65e1d842a | 0/NPRuRtyJtGf7Gh37USKmrq+LHxMqPIZHz0yGldbfc= | C:\Temp\vw\test data\test subfolder\ppmd_templates_OPTM1.rvt | 6
ppmd_templates_OPTM1.rvt | OPTM1 - MECHANICAL DESIGN | FALSE | Air Changes OA | Air_Changes_OA | TRUE | b7af949f-3b64-4f85-9391-d9f17dcaad1e | 0/NPRuRtyJtGf7Gh37USKmrq+LHxMqPIZHz0yGldbfc= | C:\Temp\vw\test data\test subfolder\ppmd_templates_OPTM1.rvt | 2
ppmd_templates_OPTM1.rvt | OPTM1 - MECHANICAL DESIGN | FALSE | 100% Exhaust Air | Exhaust_Air_100% | TRUE | 62b97784-583b-47d5-90a3-a90bbb961b6e | 0/NPRuRtyJtGf7Gh37USKmrq+LHxMqPIZHz0yGldbfc= | C:\Temp\vw\test data\test subfolder\ppmd_templates_OPTM1.rvt
ppmd_templates_OPTM1.rvt | OPTM1 - MECHANICAL DESIGN | FALSE | Summer Temp¦F | Temp_Summer_F | TRUE | 1cbf6964-bd0f-4852-b367-ef4828e2e2cc | 0/NPRuRtyJtGf7Gh37USKmrq+LHxMqPIZHz0yGldbfc= | C:\Temp\vw\test data\test subfolder\ppmd_templates_OPTM1.rvt
ppmd_templates_OPTM1.rvt | OPTM1 - MECHANICAL DESIGN | FALSE | Summer Temp¦C | Temp_Summer_C | FALSE |  | 0/NPRuRtyJtGf7Gh37USKmrq+LHxMqPIZHz0yGldbfc= | C:\Temp\vw\test data\test subfolder\ppmd_templates_OPTM1.rvt
ppmd_templates_OPTM1.rvt | OPTM1 - MECHANICAL DESIGN | FALSE | Summer Temp¦Note | Temp_Summer_Note | TRUE | 6248fa3c-bb43-4e1c-91bb-60e102e573b7 | 0/NPRuRtyJtGf7Gh37USKmrq+LHxMqPIZHz0yGldbfc= | C:\Temp\vw\test data\test subfolder\ppmd_templates_OPTM1.rvt
ppmd_templates_OPTM1.rvt | OPTM1 - MECHANICAL DESIGN | FALSE | Winter Temp¦F | Temp_Winter_F | TRUE | b4f9888f-41ad-47ef-a6af-145b3de732c9 | 0/NPRuRtyJtGf7Gh37USKmrq+LHxMqPIZHz0yGldbfc= | C:\Temp\vw\test data\test subfolder\ppmd_templates_OPTM1.rvt | 70
ppmd_templates_OPTM1.rvt | OPTM1 - MECHANICAL DESIGN | FALSE | Winter Temp¦C | Temp_Winter_C | FALSE |  | 0/NPRuRtyJtGf7Gh37USKmrq+LHxMqPIZHz0yGldbfc= | C:\Temp\vw\test data\test subfolder\ppmd_templates_OPTM1.rvt | 21
ppmd_templates_OPTM1.rvt | OPTM1 - MECHANICAL DESIGN | FALSE | Winter Temp¦Note | Temp_Winter_Note | TRUE | aacd83fc-f530-464e-b089-01667d3c52cd | 0/NPRuRtyJtGf7Gh37USKmrq+LHxMqPIZHz0yGldbfc= | C:\Temp\vw\test data\test subfolder\ppmd_templates_OPTM1.rvt
ppmd_templates_OPTM1.rvt | OPTM1 - MECHANICAL DESIGN | FALSE | Max Relative Humidity | Relative_Humidity | TRUE | 36ead6c1-4384-4a65-8654-06a60aef94cb | 0/NPRuRtyJtGf7Gh37USKmrq+LHxMqPIZHz0yGldbfc= | C:\Temp\vw\test data\test subfolder\ppmd_templates_OPTM1.rvt
ppmd_templates_OPTM1.rvt | OPTM1 - MECHANICAL DESIGN | FALSE | Filtration¦Interm % | Filtration_Inter_% | TRUE | 4f03ad65-f905-419e-a0cf-8f58fe921fbc | 0/NPRuRtyJtGf7Gh37USKmrq+LHxMqPIZHz0yGldbfc= | C:\Temp\vw\test data\test subfolder\ppmd_templates_OPTM1.rvt | 14
ppmd_templates_OPTM1.rvt | OPTM1 - MECHANICAL DESIGN | FALSE | Filtration¦Final % | Filtration_Final_% | TRUE | cc736e5f-46f5-476a-8d0a-ceb32d8d4e5a | 0/NPRuRtyJtGf7Gh37USKmrq+LHxMqPIZHz0yGldbfc= | C:\Temp\vw\test data\test subfolder\ppmd_templates_OPTM1.rvt
ppmd_templates_OPTM1.rvt | OPTM1 - MECHANICAL DESIGN | FALSE | Notes | Mech_Notes | TRUE | a32df790-0ab9-4c4a-b19c-511c2eef6d56 | 0/NPRuRtyJtGf7Gh37USKmrq+LHxMqPIZHz0yGldbfc= | C:\Temp\vw\test data\test subfolder\ppmd_templates_OPTM1.rvt
ppmd_templates_OPTM1.rvt | OPTM1 - MEDICAL GAS DESIGN | FALSE | MCA | MedGas_MCA | TRUE | 3b23ea7f-b9f1-4749-8a2b-eb6a4fab4cdc | 0/NPRuRtyJtGf7Gh37USKmrq+LHxMqPIZHz0yGldbfc= | C:\Temp\vw\test data\test subfolder\ppmd_templates_OPTM1.rvt | 1
ppmd_templates_OPTM1.rvt | OPTM1 - MEDICAL GAS DESIGN | FALSE | DCA | MedGas_DCA | TRUE | 20dc9c73-7465-4e8a-8300-4a8b5a46a91c | 0/NPRuRtyJtGf7Gh37USKmrq+LHxMqPIZHz0yGldbfc= | C:\Temp\vw\test data\test subfolder\ppmd_templates_OPTM1.rvt
ppmd_templates_OPTM1.rvt | OPTM1 - MEDICAL GAS DESIGN | FALSE | LA | MedGas_LA | TRUE | 99801083-d820-4c5f-ad07-ab168e1bbda0 | 0/NPRuRtyJtGf7Gh37USKmrq+LHxMqPIZHz0yGldbfc= | C:\Temp\vw\test data\test subfolder\ppmd_templates_OPTM1.rvt
ppmd_templates_OPTM1.rvt | OPTM1 - MEDICAL GAS DESIGN | FALSE | PA | MedGas_PA | TRUE | 55793ba6-1647-428e-86f6-5ce4153c7f2e | 0/NPRuRtyJtGf7Gh37USKmrq+LHxMqPIZHz0yGldbfc= | C:\Temp\vw\test data\test subfolder\ppmd_templates_OPTM1.rvt
ppmd_templates_OPTM1.rvt | OPTM1 - MEDICAL GAS DESIGN | FALSE | MV | MedGas_MV | TRUE | 0a0bec6d-9172-4a2c-9fb3-7616a08f677a | 0/NPRuRtyJtGf7Gh37USKmrq+LHxMqPIZHz0yGldbfc= | C:\Temp\vw\test data\test subfolder\ppmd_templates_OPTM1.rvt | 1
ppmd_templates_OPTM1.rvt | OPTM1 - MEDICAL GAS DESIGN | FALSE | DHV | MedGas_DHV | TRUE | 79779898-9917-494b-a027-0013b44e14f1 | 0/NPRuRtyJtGf7Gh37USKmrq+LHxMqPIZHz0yGldbfc= | C:\Temp\vw\test data\test subfolder\ppmd_templates_OPTM1.rvt
ppmd_templates_OPTM1.rvt | OPTM1 - MEDICAL GAS DESIGN | FALSE | DLV | MedGas_DLV | TRUE | bcdcef93-2e56-440a-a8f7-e9973eadba59 | 0/NPRuRtyJtGf7Gh37USKmrq+LHxMqPIZHz0yGldbfc= | C:\Temp\vw\test data\test subfolder\ppmd_templates_OPTM1.rvt
ppmd_templates_OPTM1.rvt | OPTM1 - MEDICAL GAS DESIGN | FALSE | LDE | MedGas_LDE | TRUE | cc6496eb-fa04-4455-81d4-1dfb1e6aaa52 | 0/NPRuRtyJtGf7Gh37USKmrq+LHxMqPIZHz0yGldbfc= | C:\Temp\vw\test data\test subfolder\ppmd_templates_OPTM1.rvt
ppmd_templates_OPTM1.rvt | OPTM1 - MEDICAL GAS DESIGN | FALSE | OX | MedGas_OX | TRUE | 59f6c2e0-639e-4476-adf0-a5c19b1199db | 0/NPRuRtyJtGf7Gh37USKmrq+LHxMqPIZHz0yGldbfc= | C:\Temp\vw\test data\test subfolder\ppmd_templates_OPTM1.rvt | 1
ppmd_templates_OPTM1.rvt | OPTM1 - MEDICAL GAS DESIGN | FALSE | NO | MedGas_NO | TRUE | 1f31b342-99ad-494b-90ce-f27b8fc04b75 | 0/NPRuRtyJtGf7Gh37USKmrq+LHxMqPIZHz0yGldbfc= | C:\Temp\vw\test data\test subfolder\ppmd_templates_OPTM1.rvt
ppmd_templates_OPTM1.rvt | OPTM1 - MEDICAL GAS DESIGN | FALSE | NI | MedGas_NI | TRUE | ea24567d-1f4e-45f9-907f-a79ef8b323b1 | 0/NPRuRtyJtGf7Gh37USKmrq+LHxMqPIZHz0yGldbfc= | C:\Temp\vw\test data\test subfolder\ppmd_templates_OPTM1.rvt
ppmd_templates_OPTM1.rvt | OPTM1 - MEDICAL GAS DESIGN | FALSE | WAGD | MedGas_WAGD | TRUE | 1aa3572e-5073-44b4-acb3-ff8739230b69 | 0/NPRuRtyJtGf7Gh37USKmrq+LHxMqPIZHz0yGldbfc= | C:\Temp\vw\test data\test subfolder\ppmd_templates_OPTM1.rvt
ppmd_templates_OPTM1.rvt | OPTM1 - MEDICAL GAS DESIGN | FALSE | Notes1 | MedGas_Notes | TRUE | 69d1283f-21ef-46f3-9ebb-e36d00ef4da3 | 0/NPRuRtyJtGf7Gh37USKmrq+LHxMqPIZHz0yGldbfc= | C:\Temp\vw\test data\test subfolder\ppmd_templates_OPTM1.rvt | B
ppmd_templates_OPTM1.rvt | OPTM1 - MEDICAL GAS DESIGN | FALSE | Notes2 | MedGas_Notes2 | TRUE | 867f4341-094b-4cc7-b128-8c28392e09cd | 0/NPRuRtyJtGf7Gh37USKmrq+LHxMqPIZHz0yGldbfc= | C:\Temp\vw\test data\test subfolder\ppmd_templates_OPTM1.rvt
ppmd_templates_OPTM1.rvt | OPTM1 - STRUCTURAL DESIGN | FALSE | Structural Load¦psf | Str_FloorLoad_psf | TRUE | 654b90c9-d71e-4bcd-9f27-a1532becca95 | 0/NPRuRtyJtGf7Gh37USKmrq+LHxMqPIZHz0yGldbfc= | C:\Temp\vw\test data\test subfolder\ppmd_templates_OPTM1.rvt | 60
ppmd_templates_OPTM1.rvt | OPTM1 - STRUCTURAL DESIGN | FALSE | Structural Load¦kPA | Str_FloorLoad_kPA | FALSE |  | 0/NPRuRtyJtGf7Gh37USKmrq+LHxMqPIZHz0yGldbfc= | C:\Temp\vw\test data\test subfolder\ppmd_templates_OPTM1.rvt | 3
ppmd_templates_OPTM1.rvt | OPTM1 - STRUCTURAL DESIGN | FALSE | Notes | Str_Notes | TRUE | 509b36e6-cf53-4158-b357-61e3cedd6faa | 0/NPRuRtyJtGf7Gh37USKmrq+LHxMqPIZHz0yGldbfc= | C:\Temp\vw\test data\test subfolder\ppmd_templates_OPTM1.rvt
ppmd_templates_ORCS1.rvt | ORCS1 - DATA/TELEPHONE EQUIPMENT | FALSE | JSN | JSN | TRUE | 8632cd76-2ab9-457d-8db7-39197de446a2 | 6rizmblmYmrE3Do5x9bjNB7+l1O/ZNyq+brlCFNH5qg= | C:\Temp\vw\test data\test subfolder\ppmd_templates_ORCS1.rvt
ppmd_templates_ORCS1.rvt | ORCS1 - DATA/TELEPHONE EQUIPMENT | FALSE | Nomenclature | Nomenclature | TRUE | f004b755-1952-4a21-a1c1-98f41ef6a86c | 6rizmblmYmrE3Do5x9bjNB7+l1O/ZNyq+brlCFNH5qg= | C:\Temp\vw\test data\test subfolder\ppmd_templates_ORCS1.rvt
ppmd_templates_ORCS1.rvt | ORCS1 - DATA/TELEPHONE EQUIPMENT | FALSE | Qty | Count | FALSE |  | 6rizmblmYmrE3Do5x9bjNB7+l1O/ZNyq+brlCFNH5qg= | C:\Temp\vw\test data\test subfolder\ppmd_templates_ORCS1.rvt
ppmd_templates_ORCS1.rvt | ORCS1 - DATA/TELEPHONE EQUIPMENT | FALSE | Logistics¦AR | CAT_Army | TRUE | fa0e0053-bcc4-42e8-881f-6a4690f994c9 | 6rizmblmYmrE3Do5x9bjNB7+l1O/ZNyq+brlCFNH5qg= | C:\Temp\vw\test data\test subfolder\ppmd_templates_ORCS1.rvt
ppmd_templates_ORCS1.rvt | ORCS1 - DATA/TELEPHONE EQUIPMENT | FALSE | Logistics¦NA | CAT_Navy | TRUE | 183e77a6-b75d-41a5-8f81-f6abfee236ec | 6rizmblmYmrE3Do5x9bjNB7+l1O/ZNyq+brlCFNH5qg= | C:\Temp\vw\test data\test subfolder\ppmd_templates_ORCS1.rvt
ppmd_templates_ORCS1.rvt | ORCS1 - DATA/TELEPHONE EQUIPMENT | FALSE | Logistics¦AF | CAT_AF | TRUE | 053816d3-2f83-4e72-9b30-0a25ff75573f | 6rizmblmYmrE3Do5x9bjNB7+l1O/ZNyq+brlCFNH5qg= | C:\Temp\vw\test data\test subfolder\ppmd_templates_ORCS1.rvt
ppmd_templates_ORCS1.rvt | ORCS1 - DATA/TELEPHONE EQUIPMENT | FALSE | Logistics¦VA | CAT_VA | TRUE | abab06e0-bc20-4958-a9a7-acf73c376614 | 6rizmblmYmrE3Do5x9bjNB7+l1O/ZNyq+brlCFNH5qg= | C:\Temp\vw\test data\test subfolder\ppmd_templates_ORCS1.rvt
ppmd_templates_ORCS1.rvt | ORCS1 - DOOR SCHEDULE | FALSE | Mark | Construction Type | FALSE |  | 6rizmblmYmrE3Do5x9bjNB7+l1O/ZNyq+brlCFNH5qg= | C:\Temp\vw\test data\test subfolder\ppmd_templates_ORCS1.rvt
ppmd_templates_ORCS1.rvt | ORCS1 - DOOR SCHEDULE | FALSE | Type | Family | FALSE |  | 6rizmblmYmrE3Do5x9bjNB7+l1O/ZNyq+brlCFNH5qg= | C:\Temp\vw\test data\test subfolder\ppmd_templates_ORCS1.rvt
ppmd_templates_ORCS1.rvt | ORCS1 - DOOR SCHEDULE | FALSE | Count | Count | FALSE |  | 6rizmblmYmrE3Do5x9bjNB7+l1O/ZNyq+brlCFNH5qg= | C:\Temp\vw\test data\test subfolder\ppmd_templates_ORCS1.rvt | 2
ppmd_templates_ORCS1.rvt | ORCS1 - DOOR SCHEDULE | FALSE | Height¦ft - in | Height | FALSE |  | 6rizmblmYmrE3Do5x9bjNB7+l1O/ZNyq+brlCFNH5qg= | C:\Temp\vw\test data\test subfolder\ppmd_templates_ORCS1.rvt | 7' - 0"
ppmd_templates_ORCS1.rvt | ORCS1 - DOOR SCHEDULE | FALSE | Width¦ft - in | Width | FALSE |  | 6rizmblmYmrE3Do5x9bjNB7+l1O/ZNyq+brlCFNH5qg= | C:\Temp\vw\test data\test subfolder\ppmd_templates_ORCS1.rvt
ppmd_templates_ORCS1.rvt | ORCS1 - DOOR SCHEDULE | FALSE | Hardware | Door_Hardware | TRUE | aada339e-27db-43a6-a49e-55c88563e0c3 | 6rizmblmYmrE3Do5x9bjNB7+l1O/ZNyq+brlCFNH5qg= | C:\Temp\vw\test data\test subfolder\ppmd_templates_ORCS1.rvt
ppmd_templates_ORCS1.rvt | ORCS1 - DOOR SCHEDULE | FALSE | Notes | Type Comments | FALSE |  | 6rizmblmYmrE3Do5x9bjNB7+l1O/ZNyq+brlCFNH5qg= | C:\Temp\vw\test data\test subfolder\ppmd_templates_ORCS1.rvt
ppmd_templates_ORCS1.rvt | ORCS1 - ELECTRICAL DESIGN | FALSE | Lighting¦LUX1 | Light_Level_LUX | TRUE | fc853981-f613-4f05-81bd-e48fb947424b | 6rizmblmYmrE3Do5x9bjNB7+l1O/ZNyq+brlCFNH5qg= | C:\Temp\vw\test data\test subfolder\ppmd_templates_ORCS1.rvt | 500¦2100
ppmd_templates_ORCS1.rvt | ORCS1 - ELECTRICAL DESIGN | FALSE | Lighting¦Footcandles1 | Light_Level_FC | FALSE |  | 6rizmblmYmrE3Do5x9bjNB7+l1O/ZNyq+brlCFNH5qg= | C:\Temp\vw\test data\test subfolder\ppmd_templates_ORCS1.rvt | 46¦195
ppmd_templates_ORCS1.rvt | ORCS1 - ELECTRICAL DESIGN | FALSE | Lighting¦LUX2 | Light_Level_LUX2 | TRUE | 172f1cff-58cc-41cd-b888-0e7a81d2bf40 | 6rizmblmYmrE3Do5x9bjNB7+l1O/ZNyq+brlCFNH5qg= | C:\Temp\vw\test data\test subfolder\ppmd_templates_ORCS1.rvt
ppmd_templates_ORCS1.rvt | ORCS1 - ELECTRICAL DESIGN | FALSE | Lighting¦Footcandles2 | Light_Level_FC2 | FALSE |  | 6rizmblmYmrE3Do5x9bjNB7+l1O/ZNyq+brlCFNH5qg= | C:\Temp\vw\test data\test subfolder\ppmd_templates_ORCS1.rvt
ppmd_templates_ORCS1.rvt | ORCS1 - ELECTRICAL DESIGN | FALSE | Lighting¦Notes | Light_Notes | TRUE | a36245ac-ea57-45c2-bac5-bed4d04a4f78 | 6rizmblmYmrE3Do5x9bjNB7+l1O/ZNyq+brlCFNH5qg= | C:\Temp\vw\test data\test subfolder\ppmd_templates_ORCS1.rvt | C¦D,J
ppmd_templates_ORCS1.rvt | ORCS1 - ELECTRICAL DESIGN | FALSE | Lighting¦Notes2 | Light_Notes2 | TRUE | 6d0b4891-ce4c-45f8-9560-387866098a10 | 6rizmblmYmrE3Do5x9bjNB7+l1O/ZNyq+brlCFNH5qg= | C:\Temp\vw\test data\test subfolder\ppmd_templates_ORCS1.rvt | -
ppmd_templates_ORCS1.rvt | ORCS1 - ELECTRICAL DESIGN | FALSE | Essential Power¦% Power | ES_Power% | TRUE | 7cbfe71a-865f-4cf4-b400-c67e3939439b | 6rizmblmYmrE3Do5x9bjNB7+l1O/ZNyq+brlCFNH5qg= | C:\Temp\vw\test data\test subfolder\ppmd_templates_ORCS1.rvt | -¦RA
ppmd_templates_ORCS1.rvt | ORCS1 - ELECTRICAL DESIGN | FALSE | Essential Power¦% Light | ES_Light% | TRUE | af00a8bb-40cb-434a-a7e5-b4140f3c844f | 6rizmblmYmrE3Do5x9bjNB7+l1O/ZNyq+brlCFNH5qg= | C:\Temp\vw\test data\test subfolder\ppmd_templates_ORCS1.rvt | -¦LB
ppmd_templates_ORCS1.rvt | ORCS1 - ELECTRICAL DESIGN | FALSE | Essential Power¦Notes | ES_Notes | TRUE | 0c3ae867-1060-40b5-bb68-261d16a167a0 | 6rizmblmYmrE3Do5x9bjNB7+l1O/ZNyq+brlCFNH5qg= | C:\Temp\vw\test data\test subfolder\ppmd_templates_ORCS1.rvt | -¦-
ppmd_templates_ORCS1.rvt | ORCS1 - EQUIPMENT SCHEDULE 1 of 2 | TRUE | JSN | JSN | TRUE | 8632cd76-2ab9-457d-8db7-39197de446a2 | 6rizmblmYmrE3Do5x9bjNB7+l1O/ZNyq+brlCFNH5qg= | C:\Temp\vw\test data\test subfolder\ppmd_templates_ORCS1.rvt | A1122¦A1130¦A4015¦A5075¦A5080¦A5107¦A5108¦C03F0¦C03P0¦C0036¦C0037¦CE030¦CS040¦CT020¦CT020¦E0130¦E0963¦F0280¦F0355¦F2010¦F2245¦F3050¦M0512¦M0630¦M0750¦M0755¦M0765¦M1801¦M3070¦M3072¦M3073¦M3175
ppmd_templates_ORCS1.rvt | ORCS1 - EQUIPMENT SCHEDULE 1 of 2 | TRUE | Nomenclature | Nomenclature | TRUE | f004b755-1952-4a21-a1c1-98f41ef6a86c | 6rizmblmYmrE3Do5x9bjNB7+l1O/ZNyq+brlCFNH5qg= | C:\Temp\vw\test data\test subfolder\ppmd_templates_ORCS1.rvt | Column, Equipment Arm, Ceiling Mounted, Surgery¦Cabinet, Control, Nitrogen¦Clock, Elapsed Time, Electric¦Dispenser, Soap, Disposable¦Dispenser, Paper Towel, SS, Surface Mounted¦Dispenser, Glove, Surgical/Examination, Wall Mntd¦Waste Disposal Unit, Sharps¦Cabinet, U/C/B, 1 Shelf, 2 Half DR, 2 DO, 36x30x22¦Cabinet, Sink, U/C/B, 2 Door, 30" W¦Rail, Apron, 4x30x1¦Rail, Apron, 4x36x1¦Cabinet, W/H, 2 SH, 2 GDO, Sloping Top, 38x30x13¦Sink, SS, Single Compartment, 7.5x14x14 ID¦Countertop, Solid Surface¦Countertop, Solid Surface¦Workstation, Documentation, OR, L-Shaped¦Cart, General Storage, Mobile¦Chair, Swivel, Low Back¦Footstool, Straight¦Basket, Wastepaper, Step-On¦Camera, Video Surveillance, HD, IP Powered¦Whiteboard, Dry Erase¦Television, HDTV, Large Screen, 60"¦Anesthesia Apparatus, 3 Gas¦Flowmeter, Air, Connect w/50 PSI Supply¦Flowmeter, Oxygen, Low Flow¦Regulator, Vacuum¦Computer, Microprocessing, w/Flat Panel Monitor¦Hamper, Linen, Mobile, w/Lid¦Frame, Infectious Waste Bag w/Lid¦Container, Biohazard Waste, Step-on, Fire Safe¦Electrosurgical Unit, Dual Output
ppmd_templates_ORCS1.rvt | ORCS1 - EQUIPMENT SCHEDULE 1 of 2 | TRUE | Qty | Count | FALSE |  | 6rizmblmYmrE3Do5x9bjNB7+l1O/ZNyq+brlCFNH5qg= | C:\Temp\vw\test data\test subfolder\ppmd_templates_ORCS1.rvt | 2¦2¦1¦1¦1¦3¦2¦2¦1¦2¦2¦1¦1¦1¦1¦1¦3¦1¦4¦1¦1¦1¦2¦1¦2¦2¦4¦1¦1¦1¦1¦1
ppmd_templates_ORCS1.rvt | ORCS1 - EQUIPMENT SCHEDULE 1 of 2 | TRUE | LF | Comments | FALSE |  | 6rizmblmYmrE3Do5x9bjNB7+l1O/ZNyq+brlCFNH5qg= | C:\Temp\vw\test data\test subfolder\ppmd_templates_ORCS1.rvt | 8'-0"¦6'-0"
ppmd_templates_ORCS1.rvt | ORCS1 - EQUIPMENT SCHEDULE 1 of 2 | TRUE | Logistics¦AR | CAT_Army | TRUE | fa0e0053-bcc4-42e8-881f-6a4690f994c9 | 6rizmblmYmrE3Do5x9bjNB7+l1O/ZNyq+brlCFNH5qg= | C:\Temp\vw\test data\test subfolder\ppmd_templates_ORCS1.rvt | A¦A¦A¦C¦A¦C¦C¦A¦A¦A¦A¦A¦A¦A¦A¦C¦C¦C¦C¦C¦C¦A¦C¦C¦C¦C¦C¦C¦C¦C¦C¦C
ppmd_templates_ORCS1.rvt | ORCS1 - EQUIPMENT SCHEDULE 1 of 2 | TRUE | Logistics¦NA | CAT_Navy | TRUE | 183e77a6-b75d-41a5-8f81-f6abfee236ec | 6rizmblmYmrE3Do5x9bjNB7+l1O/ZNyq+brlCFNH5qg= | C:\Temp\vw\test data\test subfolder\ppmd_templates_ORCS1.rvt | A¦A¦A¦C¦A¦C¦C¦A¦A¦A¦A¦A¦A¦A¦A¦C¦C¦C¦C¦C¦C¦A¦C¦C¦C¦C¦C¦C¦C¦C¦C¦C
ppmd_templates_ORCS1.rvt | ORCS1 - EQUIPMENT SCHEDULE 1 of 2 | TRUE | Logistics¦AF | CAT_AF | TRUE | 053816d3-2f83-4e72-9b30-0a25ff75573f | 6rizmblmYmrE3Do5x9bjNB7+l1O/ZNyq+brlCFNH5qg= | C:\Temp\vw\test data\test subfolder\ppmd_templates_ORCS1.rvt | A¦-¦-¦C¦A¦C¦C¦A¦A¦A¦A¦A¦A¦A¦A¦-¦C¦-¦C¦C¦-¦-¦C¦C¦C¦C¦C¦C¦C¦C¦C¦C
ppmd_templates_ORCS1.rvt | ORCS1 - EQUIPMENT SCHEDULE 1 of 2 | TRUE | Logistics¦VA | CAT_VA | TRUE | abab06e0-bc20-4958-a9a7-acf73c376614 | 6rizmblmYmrE3Do5x9bjNB7+l1O/ZNyq+brlCFNH5qg= | C:\Temp\vw\test data\test subfolder\ppmd_templates_ORCS1.rvt | A¦-¦-¦C¦A¦C¦C¦A¦A¦A¦A¦A¦A¦A¦A¦-¦C¦-¦C¦C¦-¦-¦C¦C¦C¦C¦C¦C¦C¦C¦C¦C
ppmd_templates_ORCS1.rvt | ORCS1 - EQUIPMENT SCHEDULE 1 of 2 | TRUE | Utilities¦1 | UTIL_1_WaterDrain | TRUE | 594b780e-c62e-473b-9f66-4d3db2fa1b7f | 6rizmblmYmrE3Do5x9bjNB7+l1O/ZNyq+brlCFNH5qg= | C:\Temp\vw\test data\test subfolder\ppmd_templates_ORCS1.rvt | -¦-¦-¦-¦-¦-¦-¦-¦-¦-¦-¦-¦D¦-¦-¦-¦-¦-¦-¦-¦-¦-¦-¦-¦-¦-¦-¦-¦-¦-¦-¦-
ppmd_templates_ORCS1.rvt | ORCS1 - EQUIPMENT SCHEDULE 1 of 2 | TRUE | Utilities¦2 | UTIL_2_Elec | TRUE | 28082216-138e-4a2f-9824-e96dbd7e3cd0 | 6rizmblmYmrE3Do5x9bjNB7+l1O/ZNyq+brlCFNH5qg= | C:\Temp\vw\test data\test subfolder\ppmd_templates_ORCS1.rvt | F¦B¦A¦-¦-¦-¦-¦-¦-¦-¦-¦-¦-¦-¦-¦A¦-¦-¦-¦-¦A¦-¦A¦A¦-¦-¦-¦A¦-¦-¦-¦A
ppmd_templates_ORCS1.rvt | ORCS1 - EQUIPMENT SCHEDULE 1 of 2 | TRUE | Utilities¦3 | UTIL_3_MedGas | TRUE | 22af1ef2-54f0-4b6e-b40a-7064dfb8769c | 6rizmblmYmrE3Do5x9bjNB7+l1O/ZNyq+brlCFNH5qg= | C:\Temp\vw\test data\test subfolder\ppmd_templates_ORCS1.rvt | G¦-¦-¦-¦-¦-¦-¦-¦-¦-¦-¦-¦-¦-¦-¦-¦-¦-¦-¦-¦-¦-¦-¦G¦K¦A¦B¦-¦-¦-¦-¦-
ppmd_templates_ORCS1.rvt | ORCS1 - EQUIPMENT SCHEDULE 1 of 2 | TRUE | Utilities¦4 | UTIL_4_MiscGas | TRUE | 745b8c3e-fd4a-4430-994a-d25826e1e484 | 6rizmblmYmrE3Do5x9bjNB7+l1O/ZNyq+brlCFNH5qg= | C:\Temp\vw\test data\test subfolder\ppmd_templates_ORCS1.rvt | -¦-¦-¦-¦-¦-¦-¦-¦-¦-¦-¦-¦-¦-¦-¦-¦-¦-¦-¦-¦-¦-¦-¦C¦-¦-¦-¦-¦-¦-¦-¦-
ppmd_templates_ORCS1.rvt | ORCS1 - EQUIPMENT SCHEDULE 1 of 2 | TRUE | Utilities¦5 | UTIL_5_NonMedGas | TRUE | 323edf97-d058-44ef-a0fb-1836c80554d8 | 6rizmblmYmrE3Do5x9bjNB7+l1O/ZNyq+brlCFNH5qg= | C:\Temp\vw\test data\test subfolder\ppmd_templates_ORCS1.rvt | -¦-¦-¦-¦-¦-¦-¦-¦-¦-¦-¦-¦-¦-¦-¦-¦-¦-¦-¦-¦-¦-¦-¦-¦-¦-¦-¦-¦-¦-¦-¦-
ppmd_templates_ORCS1.rvt | ORCS1 - EQUIPMENT SCHEDULE 1 of 2 | TRUE | Utilities¦6 | UTIL_6_Misc | TRUE | 38083e2d-8ba3-4868-9752-742b7a4a9586 | 6rizmblmYmrE3Do5x9bjNB7+l1O/ZNyq+brlCFNH5qg= | C:\Temp\vw\test data\test subfolder\ppmd_templates_ORCS1.rvt | -¦-¦D¦-¦-¦-¦-¦-¦-¦-¦-¦-¦-¦-¦-¦-¦-¦-¦-¦-¦-¦-¦-¦-¦-¦-¦-¦-¦-¦-¦-¦-
ppmd_templates_ORCS1.rvt | ORCS1 - EQUIPMENT SCHEDULE 2 of 2 | TRUE | JSN | JSN | TRUE | 8632cd76-2ab9-457d-8db7-39197de446a2 | 6rizmblmYmrE3Do5x9bjNB7+l1O/ZNyq+brlCFNH5qg= | C:\Temp\vw\test data\test subfolder\ppmd_templates_ORCS1.rvt | M4250¦M4255¦M4266¦M4815¦M4816¦M5030¦M5512¦M7485¦M7490¦M7845¦M8495¦M8551¦M8555¦M8606¦M8800¦M8810¦M8825¦M8830¦M8840¦M8900¦M8905¦M8910¦M8920¦M8925¦M8940¦M8970¦M9110¦X1200¦X3150¦X4122
ppmd_templates_ORCS1.rvt | ORCS1 - EQUIPMENT SCHEDULE 2 of 2 | TRUE | Nomenclature | Nomenclature | TRUE | f004b755-1952-4a21-a1c1-98f41ef6a86c | 6rizmblmYmrE3Do5x9bjNB7+l1O/ZNyq+brlCFNH5qg= | C:\Temp\vw\test data\test subfolder\ppmd_templates_ORCS1.rvt | Pump, Syringe, Infusion¦Stand, IV, Adjustable¦Pump, Volumetric, Infusion, Multiple Line¦Hypo/Hyperthermia Unit, Automatic/Manual, Mobile¦Warming Unit, Patient, Automatic Manual, Air¦Stool, Surgeon, Revolving¦Laser, Smoke Evacuator¦Light, Surg, Ceiling Mtd, Dual, Equal Dia Heads¦Light, Surg, Ceiling Mtd, Dual, Unequal Dia Heads¦Monitor, Physiological, Bedside, 4 Channel¦Laryngoscope, Video Glidescope¦Light Source, Fiberoptic Headlamp¦Insufflator, Automatic Controls¦Endoscopy Cart, Fiberoptic, w/Video Accessories¦Cart, Anesthesia¦Stand, Mayo¦Table, Instrument/Dressing, CRS, approx. 36x20x34¦Table, Instrument/Dressing, Mobile¦Table, Back, Instrument/Dressing¦Carriage, Pail, CRS, Without Pail¦Pail, Utility, CRS, Without Carriage¦Cart, Surgical Case¦Stand, Basin, CRS, Mobile, Double¦Stand, Basin, CRS, Mobile, Single¦Stool, Anesthesia, With Back¦Warmer, Blood, High Volume¦Table, Operating, 5 or 6 Section, Trauma¦Lithotripter, Extracorporeal¦Rack, Apron/Gloves, Wall Mounted¦Console, PACS, Remote View, w/Two 3MP Monitors
ppmd_templates_ORCS1.rvt | ORCS1 - EQUIPMENT SCHEDULE 2 of 2 | TRUE | Qty | Count | FALSE |  | 6rizmblmYmrE3Do5x9bjNB7+l1O/ZNyq+brlCFNH5qg= | C:\Temp\vw\test data\test subfolder\ppmd_templates_ORCS1.rvt | 1¦1¦1¦1¦1¦1¦1¦1¦1¦1¦1¦1¦1¦1¦1¦3¦2¦2¦1¦2¦2¦1¦1¦1¦1¦1¦1¦1¦1¦1
ppmd_templates_ORCS1.rvt | ORCS1 - EQUIPMENT SCHEDULE 2 of 2 | TRUE | LF | Comments | FALSE |  | 6rizmblmYmrE3Do5x9bjNB7+l1O/ZNyq+brlCFNH5qg= | C:\Temp\vw\test data\test subfolder\ppmd_templates_ORCS1.rvt
ppmd_templates_ORCS1.rvt | ORCS1 - EQUIPMENT SCHEDULE 2 of 2 | TRUE | Logistics¦AR | CAT_Army | TRUE | fa0e0053-bcc4-42e8-881f-6a4690f994c9 | 6rizmblmYmrE3Do5x9bjNB7+l1O/ZNyq+brlCFNH5qg= | C:\Temp\vw\test data\test subfolder\ppmd_templates_ORCS1.rvt | C¦C¦C¦C¦C¦C¦C¦A¦A¦C¦C¦C¦C¦C¦C¦C¦C¦C¦C¦C¦C¦C¦C¦C¦C¦C¦C¦C¦A¦C
ppmd_templates_ORCS1.rvt | ORCS1 - EQUIPMENT SCHEDULE 2 of 2 | TRUE | Logistics¦NA | CAT_Navy | TRUE | 183e77a6-b75d-41a5-8f81-f6abfee236ec | 6rizmblmYmrE3Do5x9bjNB7+l1O/ZNyq+brlCFNH5qg= | C:\Temp\vw\test data\test subfolder\ppmd_templates_ORCS1.rvt | C¦C¦C¦C¦C¦C¦C¦A¦A¦C¦C¦C¦C¦C¦C¦C¦C¦C¦C¦C¦C¦C¦C¦C¦C¦C¦C¦C¦A¦C
ppmd_templates_ORCS1.rvt | ORCS1 - EQUIPMENT SCHEDULE 2 of 2 | TRUE | Logistics¦AF | CAT_AF | TRUE | 053816d3-2f83-4e72-9b30-0a25ff75573f | 6rizmblmYmrE3Do5x9bjNB7+l1O/ZNyq+brlCFNH5qg= | C:\Temp\vw\test data\test subfolder\ppmd_templates_ORCS1.rvt | -¦C¦C¦-¦-¦C¦-¦A¦-¦C¦-¦C¦-¦C¦C¦C¦C¦-¦-¦C¦C¦-¦-¦-¦C¦C¦-¦-¦A¦-
ppmd_templates_ORCS1.rvt | ORCS1 - EQUIPMENT SCHEDULE 2 of 2 | TRUE | Logistics¦VA | CAT_VA | TRUE | abab06e0-bc20-4958-a9a7-acf73c376614 | 6rizmblmYmrE3Do5x9bjNB7+l1O/ZNyq+brlCFNH5qg= | C:\Temp\vw\test data\test subfolder\ppmd_templates_ORCS1.rvt | -¦C¦C¦-¦-¦C¦-¦A¦-¦C¦-¦C¦-¦C¦C¦C¦C¦-¦-¦C¦C¦-¦-¦-¦C¦C¦-¦-¦A¦-
ppmd_templates_ORCS1.rvt | ORCS1 - EQUIPMENT SCHEDULE 2 of 2 | TRUE | Utilities¦1 | UTIL_1_WaterDrain | TRUE | 594b780e-c62e-473b-9f66-4d3db2fa1b7f | 6rizmblmYmrE3Do5x9bjNB7+l1O/ZNyq+brlCFNH5qg= | C:\Temp\vw\test data\test subfolder\ppmd_templates_ORCS1.rvt | -¦-¦-¦-¦-¦-¦-¦-¦-¦-¦-¦-¦-¦-¦-¦-¦-¦-¦-¦-¦-¦-¦-¦-¦-¦-¦-¦D¦-¦-
ppmd_templates_ORCS1.rvt | ORCS1 - EQUIPMENT SCHEDULE 2 of 2 | TRUE | Utilities¦2 | UTIL_2_Elec | TRUE | 28082216-138e-4a2f-9824-e96dbd7e3cd0 | 6rizmblmYmrE3Do5x9bjNB7+l1O/ZNyq+brlCFNH5qg= | C:\Temp\vw\test data\test subfolder\ppmd_templates_ORCS1.rvt | A¦-¦A¦A¦A¦-¦A¦F¦F¦A¦-¦A¦A¦A¦-¦-¦-¦-¦-¦-¦-¦-¦-¦-¦-¦B¦A¦F¦-¦A
ppmd_templates_ORCS1.rvt | ORCS1 - EQUIPMENT SCHEDULE 2 of 2 | TRUE | Utilities¦3 | UTIL_3_MedGas | TRUE | 22af1ef2-54f0-4b6e-b40a-7064dfb8769c | 6rizmblmYmrE3Do5x9bjNB7+l1O/ZNyq+brlCFNH5qg= | C:\Temp\vw\test data\test subfolder\ppmd_templates_ORCS1.rvt | -¦-¦-¦-¦-¦-¦-¦-¦-¦-¦-¦-¦-¦-¦-¦-¦-¦-¦-¦-¦-¦-¦-¦-¦-¦-¦-¦D¦-¦-
ppmd_templates_ORCS1.rvt | ORCS1 - EQUIPMENT SCHEDULE 2 of 2 | TRUE | Utilities¦4 | UTIL_4_MiscGas | TRUE | 745b8c3e-fd4a-4430-994a-d25826e1e484 | 6rizmblmYmrE3Do5x9bjNB7+l1O/ZNyq+brlCFNH5qg= | C:\Temp\vw\test data\test subfolder\ppmd_templates_ORCS1.rvt | -¦-¦-¦-¦-¦-¦-¦-¦-¦-¦-¦-¦E¦E¦-¦-¦-¦-¦-¦-¦-¦-¦-¦-¦-¦-¦-¦-¦-¦-
ppmd_templates_ORCS1.rvt | ORCS1 - EQUIPMENT SCHEDULE 2 of 2 | TRUE | Utilities¦5 | UTIL_5_NonMedGas | TRUE | 323edf97-d058-44ef-a0fb-1836c80554d8 | 6rizmblmYmrE3Do5x9bjNB7+l1O/ZNyq+brlCFNH5qg= | C:\Temp\vw\test data\test subfolder\ppmd_templates_ORCS1.rvt | -¦-¦-¦-¦-¦-¦-¦-¦-¦-¦-¦-¦-¦-¦-¦-¦-¦-¦-¦-¦-¦-¦-¦-¦-¦-¦-¦-¦-¦-
ppmd_templates_ORCS1.rvt | ORCS1 - EQUIPMENT SCHEDULE 2 of 2 | TRUE | Utilities¦6 | UTIL_6_Misc | TRUE | 38083e2d-8ba3-4868-9752-742b7a4a9586 | 6rizmblmYmrE3Do5x9bjNB7+l1O/ZNyq+brlCFNH5qg= | C:\Temp\vw\test data\test subfolder\ppmd_templates_ORCS1.rvt | -¦-¦-¦-¦-¦-¦-¦-¦-¦D¦-¦-¦-¦-¦-¦-¦-¦-¦-¦-¦-¦-¦-¦-¦-¦-¦-¦B¦-¦-
ppmd_templates_ORCS1.rvt | ORCS1 - INTERIOR DESIGN | FALSE | Floor Finish¦Preferred | Floor Finish | FALSE |  | 6rizmblmYmrE3Do5x9bjNB7+l1O/ZNyq+brlCFNH5qg= | C:\Temp\vw\test data\test subfolder\ppmd_templates_ORCS1.rvt
ppmd_templates_ORCS1.rvt | ORCS1 - INTERIOR DESIGN | FALSE | Floor Finish¦Alternate | Floor Finish2 | TRUE | 4030719d-a272-441a-8bfa-d5eb510a1687 | 6rizmblmYmrE3Do5x9bjNB7+l1O/ZNyq+brlCFNH5qg= | C:\Temp\vw\test data\test subfolder\ppmd_templates_ORCS1.rvt
ppmd_templates_ORCS1.rvt | ORCS1 - INTERIOR DESIGN | FALSE | Wall Finish¦Preferred | Wall Finish | FALSE |  | 6rizmblmYmrE3Do5x9bjNB7+l1O/ZNyq+brlCFNH5qg= | C:\Temp\vw\test data\test subfolder\ppmd_templates_ORCS1.rvt
ppmd_templates_ORCS1.rvt | ORCS1 - INTERIOR DESIGN | FALSE | Wall Finish¦Alternate | Wall Finish2 | TRUE | 5a49d499-57b3-4e1f-afc0-4c041c862be1 | 6rizmblmYmrE3Do5x9bjNB7+l1O/ZNyq+brlCFNH5qg= | C:\Temp\vw\test data\test subfolder\ppmd_templates_ORCS1.rvt
ppmd_templates_ORCS1.rvt | ORCS1 - INTERIOR DESIGN | FALSE | Ceiling Finish¦Preferred | Ceiling Finish | FALSE |  | 6rizmblmYmrE3Do5x9bjNB7+l1O/ZNyq+brlCFNH5qg= | C:\Temp\vw\test data\test subfolder\ppmd_templates_ORCS1.rvt
ppmd_templates_ORCS1.rvt | ORCS1 - INTERIOR DESIGN | FALSE | Ceiling Finish¦Alternate | Ceiling Finish2 | TRUE | acb31fd1-378b-4329-97b0-400ae39b5bc4 | 6rizmblmYmrE3Do5x9bjNB7+l1O/ZNyq+brlCFNH5qg= | C:\Temp\vw\test data\test subfolder\ppmd_templates_ORCS1.rvt
ppmd_templates_ORCS1.rvt | ORCS1 - INTERIOR DESIGN | FALSE | Room Height¦ft - in | Ceiling_Hgt_IP | TRUE | 9f14ca4f-2465-4385-a17c-7aa549f64c09 | 6rizmblmYmrE3Do5x9bjNB7+l1O/ZNyq+brlCFNH5qg= | C:\Temp\vw\test data\test subfolder\ppmd_templates_ORCS1.rvt
ppmd_templates_ORCS1.rvt | ORCS1 - INTERIOR DESIGN | FALSE | Room Noise¦Min NC | Noise_NC_MIN | TRUE | 8c49df6c-7d6b-49fd-9459-f57d0921d704 | 6rizmblmYmrE3Do5x9bjNB7+l1O/ZNyq+brlCFNH5qg= | C:\Temp\vw\test data\test subfolder\ppmd_templates_ORCS1.rvt
ppmd_templates_ORCS1.rvt | ORCS1 - INTERIOR DESIGN | FALSE | Room Noise¦Max NC | Noise_NC_MAX | TRUE | 629b571a-1c14-443c-b8e8-1130b5edb513 | 6rizmblmYmrE3Do5x9bjNB7+l1O/ZNyq+brlCFNH5qg= | C:\Temp\vw\test data\test subfolder\ppmd_templates_ORCS1.rvt
ppmd_templates_ORCS1.rvt | ORCS1 - INTERIOR DESIGN | FALSE | Room Noise¦SC | Noise_SC | TRUE | 44bf9cd1-070a-432c-87d9-26a3211cfe07 | 6rizmblmYmrE3Do5x9bjNB7+l1O/ZNyq+brlCFNH5qg= | C:\Temp\vw\test data\test subfolder\ppmd_templates_ORCS1.rvt
ppmd_templates_ORCS1.rvt | ORCS1 - MECHANICAL DESIGN | FALSE | Air Balance | Air_Balance | TRUE | 587b3cf9-4450-4d95-b8ef-0e93665dbd91 | 6rizmblmYmrE3Do5x9bjNB7+l1O/ZNyq+brlCFNH5qg= | C:\Temp\vw\test data\test subfolder\ppmd_templates_ORCS1.rvt
ppmd_templates_ORCS1.rvt | ORCS1 - MECHANICAL DESIGN | FALSE | Air Changes Total | Air_Changes_Total | TRUE | 3988d7f3-0f28-4410-866c-5bc65e1d842a | 6rizmblmYmrE3Do5x9bjNB7+l1O/ZNyq+brlCFNH5qg= | C:\Temp\vw\test data\test subfolder\ppmd_templates_ORCS1.rvt
ppmd_templates_ORCS1.rvt | ORCS1 - MECHANICAL DESIGN | FALSE | Air Changes OA | Air_Changes_OA | TRUE | b7af949f-3b64-4f85-9391-d9f17dcaad1e | 6rizmblmYmrE3Do5x9bjNB7+l1O/ZNyq+brlCFNH5qg= | C:\Temp\vw\test data\test subfolder\ppmd_templates_ORCS1.rvt
ppmd_templates_ORCS1.rvt | ORCS1 - MECHANICAL DESIGN | FALSE | 100% Exhaust Air | Exhaust_Air_100% | TRUE | 62b97784-583b-47d5-90a3-a90bbb961b6e | 6rizmblmYmrE3Do5x9bjNB7+l1O/ZNyq+brlCFNH5qg= | C:\Temp\vw\test data\test subfolder\ppmd_templates_ORCS1.rvt
ppmd_templates_ORCS1.rvt | ORCS1 - MECHANICAL DESIGN | FALSE | Summer Temp¦F | Temp_Summer_F | TRUE | 1cbf6964-bd0f-4852-b367-ef4828e2e2cc | 6rizmblmYmrE3Do5x9bjNB7+l1O/ZNyq+brlCFNH5qg= | C:\Temp\vw\test data\test subfolder\ppmd_templates_ORCS1.rvt
ppmd_templates_ORCS1.rvt | ORCS1 - MECHANICAL DESIGN | FALSE | Summer Temp¦C | Temp_Summer_C | FALSE |  | 6rizmblmYmrE3Do5x9bjNB7+l1O/ZNyq+brlCFNH5qg= | C:\Temp\vw\test data\test subfolder\ppmd_templates_ORCS1.rvt
ppmd_templates_ORCS1.rvt | ORCS1 - MECHANICAL DESIGN | FALSE | Summer Temp¦Note | Temp_Summer_Note | TRUE | 6248fa3c-bb43-4e1c-91bb-60e102e573b7 | 6rizmblmYmrE3Do5x9bjNB7+l1O/ZNyq+brlCFNH5qg= | C:\Temp\vw\test data\test subfolder\ppmd_templates_ORCS1.rvt
ppmd_templates_ORCS1.rvt | ORCS1 - MECHANICAL DESIGN | FALSE | Winter Temp¦F | Temp_Winter_F | TRUE | b4f9888f-41ad-47ef-a6af-145b3de732c9 | 6rizmblmYmrE3Do5x9bjNB7+l1O/ZNyq+brlCFNH5qg= | C:\Temp\vw\test data\test subfolder\ppmd_templates_ORCS1.rvt
ppmd_templates_ORCS1.rvt | ORCS1 - MECHANICAL DESIGN | FALSE | Winter Temp¦C | Temp_Winter_C | FALSE |  | 6rizmblmYmrE3Do5x9bjNB7+l1O/ZNyq+brlCFNH5qg= | C:\Temp\vw\test data\test subfolder\ppmd_templates_ORCS1.rvt
ppmd_templates_ORCS1.rvt | ORCS1 - MECHANICAL DESIGN | FALSE | Winter Temp¦Note | Temp_Winter_Note | TRUE | aacd83fc-f530-464e-b089-01667d3c52cd | 6rizmblmYmrE3Do5x9bjNB7+l1O/ZNyq+brlCFNH5qg= | C:\Temp\vw\test data\test subfolder\ppmd_templates_ORCS1.rvt
ppmd_templates_ORCS1.rvt | ORCS1 - MECHANICAL DESIGN | FALSE | Max Relative Humidity | Relative_Humidity | TRUE | 36ead6c1-4384-4a65-8654-06a60aef94cb | 6rizmblmYmrE3Do5x9bjNB7+l1O/ZNyq+brlCFNH5qg= | C:\Temp\vw\test data\test subfolder\ppmd_templates_ORCS1.rvt
ppmd_templates_ORCS1.rvt | ORCS1 - MECHANICAL DESIGN | FALSE | Filtration¦Interm % | Filtration_Inter_% | TRUE | 4f03ad65-f905-419e-a0cf-8f58fe921fbc | 6rizmblmYmrE3Do5x9bjNB7+l1O/ZNyq+brlCFNH5qg= | C:\Temp\vw\test data\test subfolder\ppmd_templates_ORCS1.rvt
ppmd_templates_ORCS1.rvt | ORCS1 - MECHANICAL DESIGN | FALSE | Filtration¦Final % | Filtration_Final_% | TRUE | cc736e5f-46f5-476a-8d0a-ceb32d8d4e5a | 6rizmblmYmrE3Do5x9bjNB7+l1O/ZNyq+brlCFNH5qg= | C:\Temp\vw\test data\test subfolder\ppmd_templates_ORCS1.rvt
ppmd_templates_ORCS1.rvt | ORCS1 - MECHANICAL DESIGN | FALSE | Notes | Mech_Notes | TRUE | a32df790-0ab9-4c4a-b19c-511c2eef6d56 | 6rizmblmYmrE3Do5x9bjNB7+l1O/ZNyq+brlCFNH5qg= | C:\Temp\vw\test data\test subfolder\ppmd_templates_ORCS1.rvt
ppmd_templates_ORCS1.rvt | ORCS1 - MEDICAL GAS DESIGN | FALSE | MCA | MedGas_MCA | TRUE | 3b23ea7f-b9f1-4749-8a2b-eb6a4fab4cdc | 6rizmblmYmrE3Do5x9bjNB7+l1O/ZNyq+brlCFNH5qg= | C:\Temp\vw\test data\test subfolder\ppmd_templates_ORCS1.rvt
ppmd_templates_ORCS1.rvt | ORCS1 - MEDICAL GAS DESIGN | FALSE | DCA | MedGas_DCA | TRUE | 20dc9c73-7465-4e8a-8300-4a8b5a46a91c | 6rizmblmYmrE3Do5x9bjNB7+l1O/ZNyq+brlCFNH5qg= | C:\Temp\vw\test data\test subfolder\ppmd_templates_ORCS1.rvt
ppmd_templates_ORCS1.rvt | ORCS1 - MEDICAL GAS DESIGN | FALSE | LA | MedGas_LA | TRUE | 99801083-d820-4c5f-ad07-ab168e1bbda0 | 6rizmblmYmrE3Do5x9bjNB7+l1O/ZNyq+brlCFNH5qg= | C:\Temp\vw\test data\test subfolder\ppmd_templates_ORCS1.rvt
ppmd_templates_ORCS1.rvt | ORCS1 - MEDICAL GAS DESIGN | FALSE | PA | MedGas_PA | TRUE | 55793ba6-1647-428e-86f6-5ce4153c7f2e | 6rizmblmYmrE3Do5x9bjNB7+l1O/ZNyq+brlCFNH5qg= | C:\Temp\vw\test data\test subfolder\ppmd_templates_ORCS1.rvt
ppmd_templates_ORCS1.rvt | ORCS1 - MEDICAL GAS DESIGN | FALSE | MV | MedGas_MV | TRUE | 0a0bec6d-9172-4a2c-9fb3-7616a08f677a | 6rizmblmYmrE3Do5x9bjNB7+l1O/ZNyq+brlCFNH5qg= | C:\Temp\vw\test data\test subfolder\ppmd_templates_ORCS1.rvt
ppmd_templates_ORCS1.rvt | ORCS1 - MEDICAL GAS DESIGN | FALSE | DHV | MedGas_DHV | TRUE | 79779898-9917-494b-a027-0013b44e14f1 | 6rizmblmYmrE3Do5x9bjNB7+l1O/ZNyq+brlCFNH5qg= | C:\Temp\vw\test data\test subfolder\ppmd_templates_ORCS1.rvt
ppmd_templates_ORCS1.rvt | ORCS1 - MEDICAL GAS DESIGN | FALSE | DLV | MedGas_DLV | TRUE | bcdcef93-2e56-440a-a8f7-e9973eadba59 | 6rizmblmYmrE3Do5x9bjNB7+l1O/ZNyq+brlCFNH5qg= | C:\Temp\vw\test data\test subfolder\ppmd_templates_ORCS1.rvt
ppmd_templates_ORCS1.rvt | ORCS1 - MEDICAL GAS DESIGN | FALSE | LDE | MedGas_LDE | TRUE | cc6496eb-fa04-4455-81d4-1dfb1e6aaa52 | 6rizmblmYmrE3Do5x9bjNB7+l1O/ZNyq+brlCFNH5qg= | C:\Temp\vw\test data\test subfolder\ppmd_templates_ORCS1.rvt
ppmd_templates_ORCS1.rvt | ORCS1 - MEDICAL GAS DESIGN | FALSE | OX | MedGas_OX | TRUE | 59f6c2e0-639e-4476-adf0-a5c19b1199db | 6rizmblmYmrE3Do5x9bjNB7+l1O/ZNyq+brlCFNH5qg= | C:\Temp\vw\test data\test subfolder\ppmd_templates_ORCS1.rvt
ppmd_templates_ORCS1.rvt | ORCS1 - MEDICAL GAS DESIGN | FALSE | NO | MedGas_NO | TRUE | 1f31b342-99ad-494b-90ce-f27b8fc04b75 | 6rizmblmYmrE3Do5x9bjNB7+l1O/ZNyq+brlCFNH5qg= | C:\Temp\vw\test data\test subfolder\ppmd_templates_ORCS1.rvt
ppmd_templates_ORCS1.rvt | ORCS1 - MEDICAL GAS DESIGN | FALSE | NI | MedGas_NI | TRUE | ea24567d-1f4e-45f9-907f-a79ef8b323b1 | 6rizmblmYmrE3Do5x9bjNB7+l1O/ZNyq+brlCFNH5qg= | C:\Temp\vw\test data\test subfolder\ppmd_templates_ORCS1.rvt
ppmd_templates_ORCS1.rvt | ORCS1 - MEDICAL GAS DESIGN | FALSE | WAGD | MedGas_WAGD | TRUE | 1aa3572e-5073-44b4-acb3-ff8739230b69 | 6rizmblmYmrE3Do5x9bjNB7+l1O/ZNyq+brlCFNH5qg= | C:\Temp\vw\test data\test subfolder\ppmd_templates_ORCS1.rvt
ppmd_templates_ORCS1.rvt | ORCS1 - MEDICAL GAS DESIGN | FALSE | Notes1 | MedGas_Notes | TRUE | 69d1283f-21ef-46f3-9ebb-e36d00ef4da3 | 6rizmblmYmrE3Do5x9bjNB7+l1O/ZNyq+brlCFNH5qg= | C:\Temp\vw\test data\test subfolder\ppmd_templates_ORCS1.rvt
ppmd_templates_ORCS1.rvt | ORCS1 - MEDICAL GAS DESIGN | FALSE | Notes2 | MedGas_Notes2 | TRUE | 867f4341-094b-4cc7-b128-8c28392e09cd | 6rizmblmYmrE3Do5x9bjNB7+l1O/ZNyq+brlCFNH5qg= | C:\Temp\vw\test data\test subfolder\ppmd_templates_ORCS1.rvt
ppmd_templates_ORCS1.rvt | ORCS1 - STRUCTURAL DESIGN | FALSE | Structural Load¦psf | Str_FloorLoad_psf | TRUE | 654b90c9-d71e-4bcd-9f27-a1532becca95 | 6rizmblmYmrE3Do5x9bjNB7+l1O/ZNyq+brlCFNH5qg= | C:\Temp\vw\test data\test subfolder\ppmd_templates_ORCS1.rvt
ppmd_templates_ORCS1.rvt | ORCS1 - STRUCTURAL DESIGN | FALSE | Structural Load¦kPA | Str_FloorLoad_kPA | FALSE |  | 6rizmblmYmrE3Do5x9bjNB7+l1O/ZNyq+brlCFNH5qg= | C:\Temp\vw\test data\test subfolder\ppmd_templates_ORCS1.rvt
ppmd_templates_ORCS1.rvt | ORCS1 - STRUCTURAL DESIGN | FALSE | Notes | Str_Notes | TRUE | 509b36e6-cf53-4158-b357-61e3cedd6faa | 6rizmblmYmrE3Do5x9bjNB7+l1O/ZNyq+brlCFNH5qg= | C:\Temp\vw\test data\test subfolder\ppmd_templates_ORCS1.rvt
ppmd_templates_ORGS1.rvt | ORGS1 - DATA/TELEPHONE EQUIPMENT | FALSE | JSN | JSN | TRUE | 8632cd76-2ab9-457d-8db7-39197de446a2 | GxOEt3Xja7mCZlqf8zhfIUwq4crLTs4IG6MZBE4HKbI= | C:\Temp\vw\test data\test subfolder\ppmd_templates_ORGS1.rvt
ppmd_templates_ORGS1.rvt | ORGS1 - DATA/TELEPHONE EQUIPMENT | FALSE | Nomenclature | Nomenclature | TRUE | f004b755-1952-4a21-a1c1-98f41ef6a86c | GxOEt3Xja7mCZlqf8zhfIUwq4crLTs4IG6MZBE4HKbI= | C:\Temp\vw\test data\test subfolder\ppmd_templates_ORGS1.rvt
ppmd_templates_ORGS1.rvt | ORGS1 - DATA/TELEPHONE EQUIPMENT | FALSE | Qty | Count | FALSE |  | GxOEt3Xja7mCZlqf8zhfIUwq4crLTs4IG6MZBE4HKbI= | C:\Temp\vw\test data\test subfolder\ppmd_templates_ORGS1.rvt
ppmd_templates_ORGS1.rvt | ORGS1 - DATA/TELEPHONE EQUIPMENT | FALSE | Logistics¦AR | CAT_Army | TRUE | fa0e0053-bcc4-42e8-881f-6a4690f994c9 | GxOEt3Xja7mCZlqf8zhfIUwq4crLTs4IG6MZBE4HKbI= | C:\Temp\vw\test data\test subfolder\ppmd_templates_ORGS1.rvt
ppmd_templates_ORGS1.rvt | ORGS1 - DATA/TELEPHONE EQUIPMENT | FALSE | Logistics¦NA | CAT_Navy | TRUE | 183e77a6-b75d-41a5-8f81-f6abfee236ec | GxOEt3Xja7mCZlqf8zhfIUwq4crLTs4IG6MZBE4HKbI= | C:\Temp\vw\test data\test subfolder\ppmd_templates_ORGS1.rvt
ppmd_templates_ORGS1.rvt | ORGS1 - DATA/TELEPHONE EQUIPMENT | FALSE | Logistics¦AF | CAT_AF | TRUE | 053816d3-2f83-4e72-9b30-0a25ff75573f | GxOEt3Xja7mCZlqf8zhfIUwq4crLTs4IG6MZBE4HKbI= | C:\Temp\vw\test data\test subfolder\ppmd_templates_ORGS1.rvt
ppmd_templates_ORGS1.rvt | ORGS1 - DATA/TELEPHONE EQUIPMENT | FALSE | Logistics¦VA | CAT_VA | TRUE | abab06e0-bc20-4958-a9a7-acf73c376614 | GxOEt3Xja7mCZlqf8zhfIUwq4crLTs4IG6MZBE4HKbI= | C:\Temp\vw\test data\test subfolder\ppmd_templates_ORGS1.rvt
ppmd_templates_ORGS1.rvt | ORGS1 - DOOR SCHEDULE | FALSE | Mark | Construction Type | FALSE |  | GxOEt3Xja7mCZlqf8zhfIUwq4crLTs4IG6MZBE4HKbI= | C:\Temp\vw\test data\test subfolder\ppmd_templates_ORGS1.rvt | H¦I
ppmd_templates_ORGS1.rvt | ORGS1 - DOOR SCHEDULE | FALSE | Type | Family | FALSE |  | GxOEt3Xja7mCZlqf8zhfIUwq4crLTs4IG6MZBE4HKbI= | C:\Temp\vw\test data\test subfolder\ppmd_templates_ORGS1.rvt | Single-Flush-Dbl Acting¦Double-Flush
ppmd_templates_ORGS1.rvt | ORGS1 - DOOR SCHEDULE | FALSE | Count | Count | FALSE |  | GxOEt3Xja7mCZlqf8zhfIUwq4crLTs4IG6MZBE4HKbI= | C:\Temp\vw\test data\test subfolder\ppmd_templates_ORGS1.rvt | 2¦1
ppmd_templates_ORGS1.rvt | ORGS1 - DOOR SCHEDULE | FALSE | Height¦ft - in | Height | FALSE |  | GxOEt3Xja7mCZlqf8zhfIUwq4crLTs4IG6MZBE4HKbI= | C:\Temp\vw\test data\test subfolder\ppmd_templates_ORGS1.rvt | 7' - 0"¦7' - 0"
ppmd_templates_ORGS1.rvt | ORGS1 - DOOR SCHEDULE | FALSE | Width¦ft - in | Width | FALSE |  | GxOEt3Xja7mCZlqf8zhfIUwq4crLTs4IG6MZBE4HKbI= | C:\Temp\vw\test data\test subfolder\ppmd_templates_ORGS1.rvt | 4' - 0"¦6' - 0"
ppmd_templates_ORGS1.rvt | ORGS1 - DOOR SCHEDULE | FALSE | Notes | Type Comments | FALSE |  | GxOEt3Xja7mCZlqf8zhfIUwq4crLTs4IG6MZBE4HKbI= | C:\Temp\vw\test data\test subfolder\ppmd_templates_ORGS1.rvt
ppmd_templates_ORGS1.rvt | ORGS1 - ELECTRICAL DESIGN | FALSE | Lighting¦LUX1 | Light_Level_LUX | TRUE | fc853981-f613-4f05-81bd-e48fb947424b | GxOEt3Xja7mCZlqf8zhfIUwq4crLTs4IG6MZBE4HKbI= | C:\Temp\vw\test data\test subfolder\ppmd_templates_ORGS1.rvt | 2100
ppmd_templates_ORGS1.rvt | ORGS1 - ELECTRICAL DESIGN | FALSE | Lighting¦Footcandles1 | Light_Level_FC | FALSE |  | GxOEt3Xja7mCZlqf8zhfIUwq4crLTs4IG6MZBE4HKbI= | C:\Temp\vw\test data\test subfolder\ppmd_templates_ORGS1.rvt | 195
ppmd_templates_ORGS1.rvt | ORGS1 - ELECTRICAL DESIGN | FALSE | Lighting¦LUX2 | Light_Level_LUX2 | TRUE | 172f1cff-58cc-41cd-b888-0e7a81d2bf40 | GxOEt3Xja7mCZlqf8zhfIUwq4crLTs4IG6MZBE4HKbI= | C:\Temp\vw\test data\test subfolder\ppmd_templates_ORGS1.rvt
ppmd_templates_ORGS1.rvt | ORGS1 - ELECTRICAL DESIGN | FALSE | Lighting¦Footcandles2 | Light_Level_FC2 | FALSE |  | GxOEt3Xja7mCZlqf8zhfIUwq4crLTs4IG6MZBE4HKbI= | C:\Temp\vw\test data\test subfolder\ppmd_templates_ORGS1.rvt
ppmd_templates_ORGS1.rvt | ORGS1 - ELECTRICAL DESIGN | FALSE | Lighting¦Notes | Light_Notes | TRUE | a36245ac-ea57-45c2-bac5-bed4d04a4f78 | GxOEt3Xja7mCZlqf8zhfIUwq4crLTs4IG6MZBE4HKbI= | C:\Temp\vw\test data\test subfolder\ppmd_templates_ORGS1.rvt | D
ppmd_templates_ORGS1.rvt | ORGS1 - ELECTRICAL DESIGN | FALSE | Lighting¦Notes2 | Light_Notes2 | TRUE | 6d0b4891-ce4c-45f8-9560-387866098a10 | GxOEt3Xja7mCZlqf8zhfIUwq4crLTs4IG6MZBE4HKbI= | C:\Temp\vw\test data\test subfolder\ppmd_templates_ORGS1.rvt | F
ppmd_templates_ORGS1.rvt | ORGS1 - ELECTRICAL DESIGN | FALSE | Essential Power¦% Power | ES_Power% | TRUE | 7cbfe71a-865f-4cf4-b400-c67e3939439b | GxOEt3Xja7mCZlqf8zhfIUwq4crLTs4IG6MZBE4HKbI= | C:\Temp\vw\test data\test subfolder\ppmd_templates_ORGS1.rvt | RA
ppmd_templates_ORGS1.rvt | ORGS1 - ELECTRICAL DESIGN | FALSE | Essential Power¦% Light | ES_Light% | TRUE | af00a8bb-40cb-434a-a7e5-b4140f3c844f | GxOEt3Xja7mCZlqf8zhfIUwq4crLTs4IG6MZBE4HKbI= | C:\Temp\vw\test data\test subfolder\ppmd_templates_ORGS1.rvt | LB
ppmd_templates_ORGS1.rvt | ORGS1 - ELECTRICAL DESIGN | FALSE | Essential Power¦Notes | ES_Notes | TRUE | 0c3ae867-1060-40b5-bb68-261d16a167a0 | GxOEt3Xja7mCZlqf8zhfIUwq4crLTs4IG6MZBE4HKbI= | C:\Temp\vw\test data\test subfolder\ppmd_templates_ORGS1.rvt | -
ppmd_templates_ORGS1.rvt | ORGS1 - EQUIPMENT SCHEDULE 1 of 2 | TRUE | JSN | JSN | TRUE | 8632cd76-2ab9-457d-8db7-39197de446a2 | GxOEt3Xja7mCZlqf8zhfIUwq4crLTs4IG6MZBE4HKbI= | C:\Temp\vw\test data\test subfolder\ppmd_templates_ORGS1.rvt | A1122¦A4015¦A5107¦A5108¦E0130¦E0963¦F0280¦F0355¦F2245¦F3050¦F3200¦M0512¦M0630¦M0750¦M0755¦M0765¦M1801¦M3070¦M3072¦M3073¦M3175¦M4250¦M4255¦M4266¦M4815¦M4816¦M5030¦M5512¦M7485¦M7490¦M7845¦M8495¦M8551¦M8555¦M8606¦M8800
ppmd_templates_ORGS1.rvt | ORGS1 - EQUIPMENT SCHEDULE 1 of 2 | TRUE | Nomenclature | Nomenclature | TRUE | f004b755-1952-4a21-a1c1-98f41ef6a86c | GxOEt3Xja7mCZlqf8zhfIUwq4crLTs4IG6MZBE4HKbI= | C:\Temp\vw\test data\test subfolder\ppmd_templates_ORGS1.rvt | Column, Equipment Arm, Ceiling Mounted, Surgery¦Clock, Elapsed Time, Electric¦Dispenser, Glove, Surgical/Examination, Wall Mntd¦Waste Disposal Unit, Sharps¦Workstation, Documentation, Operating, L-Shaped¦Cart, General Storage, Mobile¦Chair, Swivel, Low Back¦Footstool, Straight¦Camera, HD¦Whiteboard, Dry Erase¦Clock, Battery, 12" Diameter¦Television, HDTV, Large Screen, 60"¦Anesthesia Apparatus, 3 Gas¦Flowmeter, Air, Connect w/50 PSI Supply¦Flowmeter, Oxygen, Low Flow¦Regulator, Vacuum¦Computer, Microprocessing, w/Flat Panel Monitor¦Hamper, Linen, Mobile, w/Lid¦Frame, Infectious Waste Bag w/Lid¦Container, Biohazard Waste, Step-on, Fire Safe¦Electrosurgical Unit, Dual Output¦Pump, Syringe, Infusion¦Stand, IV, Adjustable¦Pump, Volumetric, Infusion, Multiple Line¦Hypo/Hyperthermia Unit, Automatic/Manual, Mobile¦Warming Unit, Patient, Automatic Manual, Air¦Stool, Surgeon, Revolving¦Laser, Smoke Evacuator¦Light, Surg, Ceiling Mtd, Dual, Equal Dia Heads¦Light, Surg, Ceiling Mtd, Dual, Unequal Dia Heads¦Monitor, Physiological, Bedside, 4 Channel¦Laryngoscope, Video Glidescope¦Light Source, Fiberoptic Headlamp¦Insufflator, Automatic Controls¦Endoscopy Cart, Fiberoptic, w/Video Accessories¦Cart, Anesthesia
ppmd_templates_ORGS1.rvt | ORGS1 - EQUIPMENT SCHEDULE 1 of 2 | TRUE | Qty | Count | FALSE |  | GxOEt3Xja7mCZlqf8zhfIUwq4crLTs4IG6MZBE4HKbI= | C:\Temp\vw\test data\test subfolder\ppmd_templates_ORGS1.rvt | 2¦1¦2¦1¦1¦3¦1¦4¦1¦1¦1¦2¦1¦2¦2¦4¦1¦1¦1¦1¦2¦2¦2¦2¦1¦2¦2¦1¦1¦1¦1¦1¦2¦1¦1¦1
ppmd_templates_ORGS1.rvt | ORGS1 - EQUIPMENT SCHEDULE 1 of 2 | TRUE | Logistics¦AR | CAT_Army | TRUE | fa0e0053-bcc4-42e8-881f-6a4690f994c9 | GxOEt3Xja7mCZlqf8zhfIUwq4crLTs4IG6MZBE4HKbI= | C:\Temp\vw\test data\test subfolder\ppmd_templates_ORGS1.rvt | A¦A¦C¦C¦C¦C¦C¦C¦C¦A¦C¦C¦C¦C¦C¦C¦C¦C¦C¦C¦C¦C¦C¦C¦C¦C¦C¦C¦A¦A¦C¦C¦C¦C¦C¦C
ppmd_templates_ORGS1.rvt | ORGS1 - EQUIPMENT SCHEDULE 1 of 2 | TRUE | Logistics¦NA | CAT_Navy | TRUE | 183e77a6-b75d-41a5-8f81-f6abfee236ec | GxOEt3Xja7mCZlqf8zhfIUwq4crLTs4IG6MZBE4HKbI= | C:\Temp\vw\test data\test subfolder\ppmd_templates_ORGS1.rvt | A¦A¦C¦C¦C¦C¦C¦C¦C¦A¦C¦C¦C¦C¦C¦C¦C¦C¦C¦C¦C¦C¦C¦C¦C¦C¦C¦C¦A¦A¦C¦C¦C¦C¦C¦C
ppmd_templates_ORGS1.rvt | ORGS1 - EQUIPMENT SCHEDULE 1 of 2 | TRUE | Logistics¦AF | CAT_AF | TRUE | 053816d3-2f83-4e72-9b30-0a25ff75573f | GxOEt3Xja7mCZlqf8zhfIUwq4crLTs4IG6MZBE4HKbI= | C:\Temp\vw\test data\test subfolder\ppmd_templates_ORGS1.rvt | A¦A¦C¦C¦C¦C¦C¦C¦C¦A¦C¦C¦C¦C¦C¦C¦C¦C¦C¦C¦C¦C¦C¦C¦C¦C¦C¦C¦A¦A¦C¦C¦C¦C¦C¦C
ppmd_templates_ORGS1.rvt | ORGS1 - EQUIPMENT SCHEDULE 1 of 2 | TRUE | Logistics¦VA | CAT_VA | TRUE | abab06e0-bc20-4958-a9a7-acf73c376614 | GxOEt3Xja7mCZlqf8zhfIUwq4crLTs4IG6MZBE4HKbI= | C:\Temp\vw\test data\test subfolder\ppmd_templates_ORGS1.rvt | A¦A¦C¦C¦C¦C¦C¦C¦C¦A¦C¦C¦C¦C¦C¦C¦C¦C¦C¦C¦C¦C¦C¦C¦C¦C¦C¦C¦A¦A¦C¦C¦C¦C¦C¦C
ppmd_templates_ORGS1.rvt | ORGS1 - EQUIPMENT SCHEDULE 1 of 2 | TRUE | Utilities¦1 | UTIL_1_WaterDrain | TRUE | 594b780e-c62e-473b-9f66-4d3db2fa1b7f | GxOEt3Xja7mCZlqf8zhfIUwq4crLTs4IG6MZBE4HKbI= | C:\Temp\vw\test data\test subfolder\ppmd_templates_ORGS1.rvt | -¦-¦-¦-¦-¦-¦-¦-¦-¦-¦-¦-¦-¦-¦-¦-¦-¦-¦-¦-¦-¦-¦-¦-¦-¦-¦-¦-¦-¦-¦-¦-¦-¦-¦-¦-
ppmd_templates_ORGS1.rvt | ORGS1 - EQUIPMENT SCHEDULE 1 of 2 | TRUE | Utilities¦2 | UTIL_2_Elec | TRUE | 28082216-138e-4a2f-9824-e96dbd7e3cd0 | GxOEt3Xja7mCZlqf8zhfIUwq4crLTs4IG6MZBE4HKbI= | C:\Temp\vw\test data\test subfolder\ppmd_templates_ORGS1.rvt | F¦A¦-¦-¦-¦-¦-¦-¦-¦-¦-¦A¦A¦-¦-¦-¦A¦-¦-¦-¦A¦A¦-¦A¦A¦A¦-¦A¦F¦F¦A¦-¦A¦A¦A¦-
ppmd_templates_ORGS1.rvt | ORGS1 - EQUIPMENT SCHEDULE 1 of 2 | TRUE | Utilities¦3 | UTIL_3_MedGas | TRUE | 22af1ef2-54f0-4b6e-b40a-7064dfb8769c | GxOEt3Xja7mCZlqf8zhfIUwq4crLTs4IG6MZBE4HKbI= | C:\Temp\vw\test data\test subfolder\ppmd_templates_ORGS1.rvt | G¦-¦-¦-¦-¦-¦-¦-¦-¦-¦-¦-¦G¦K¦A¦B¦-¦-¦-¦-¦-¦-¦-¦-¦-¦-¦-¦-¦-¦-¦-¦-¦-¦-¦-¦-
ppmd_templates_ORGS1.rvt | ORGS1 - EQUIPMENT SCHEDULE 1 of 2 | TRUE | Utilities¦4 | UTIL_4_MiscGas | TRUE | 745b8c3e-fd4a-4430-994a-d25826e1e484 | GxOEt3Xja7mCZlqf8zhfIUwq4crLTs4IG6MZBE4HKbI= | C:\Temp\vw\test data\test subfolder\ppmd_templates_ORGS1.rvt | -¦-¦-¦-¦-¦-¦-¦-¦-¦-¦-¦-¦C¦-¦-¦-¦-¦-¦-¦-¦-¦-¦-¦-¦-¦-¦-¦-¦-¦-¦-¦-¦-¦E¦E¦-
ppmd_templates_ORGS1.rvt | ORGS1 - EQUIPMENT SCHEDULE 1 of 2 | TRUE | Utilities¦5 | UTIL_5_NonMedGas | TRUE | 323edf97-d058-44ef-a0fb-1836c80554d8 | GxOEt3Xja7mCZlqf8zhfIUwq4crLTs4IG6MZBE4HKbI= | C:\Temp\vw\test data\test subfolder\ppmd_templates_ORGS1.rvt | -¦-¦-¦-¦-¦-¦-¦-¦-¦-¦-¦-¦-¦-¦-¦-¦-¦-¦-¦-¦-¦-¦-¦-¦-¦-¦-¦-¦-¦-¦-¦-¦-¦-¦-¦-
ppmd_templates_ORGS1.rvt | ORGS1 - EQUIPMENT SCHEDULE 1 of 2 | TRUE | Utilities¦6 | UTIL_6_Misc | TRUE | 38083e2d-8ba3-4868-9752-742b7a4a9586 | GxOEt3Xja7mCZlqf8zhfIUwq4crLTs4IG6MZBE4HKbI= | C:\Temp\vw\test data\test subfolder\ppmd_templates_ORGS1.rvt | -¦D¦-¦-¦-¦-¦-¦-¦-¦-¦-¦-¦-¦-¦-¦-¦-¦-¦-¦-¦-¦-¦-¦-¦-¦-¦-¦-¦-¦-¦D¦-¦-¦-¦-¦-
ppmd_templates_ORGS1.rvt | ORGS1 - EQUIPMENT SCHEDULE 2 of 2 | TRUE | JSN | JSN | TRUE | 8632cd76-2ab9-457d-8db7-39197de446a2 | GxOEt3Xja7mCZlqf8zhfIUwq4crLTs4IG6MZBE4HKbI= | C:\Temp\vw\test data\test subfolder\ppmd_templates_ORGS1.rvt | M8810¦M8825¦M8830¦M8900¦M8905¦M8910¦M8920¦M8925¦M8940¦M8970¦M9110¦TB015¦TB018¦X3150¦X3930¦X4122
ppmd_templates_ORGS1.rvt | ORGS1 - EQUIPMENT SCHEDULE 2 of 2 | TRUE | Nomenclature | Nomenclature | TRUE | f004b755-1952-4a21-a1c1-98f41ef6a86c | GxOEt3Xja7mCZlqf8zhfIUwq4crLTs4IG6MZBE4HKbI= | C:\Temp\vw\test data\test subfolder\ppmd_templates_ORGS1.rvt | Stand, Mayo¦Table, Instrument/Dressing, CRS, approx. 36x20x34¦Table, Instrument/Dressing, Mobile¦Carriage, Pail, CRS, Without Pail¦Pail, Utility, CRS, Without Carriage¦Cart, Surgical Case¦Stand, Basin, CRS, Mobile, Double¦Stand, Basin, CRS, Mobile, Single¦Stool, Anesthesia, With Back¦Warmer, Blood, High Volume¦Table, Operating, 5 or 6 Section, Trauma¦Sequential Compression Device Pump¦Backtable¦Rack, Apron/Gloves, Wall Mounted¦Illuminator, Film, Double, Wall Mounted¦Console, PACS, Remote View, 2k X 2k, 2 Monitors
ppmd_templates_ORGS1.rvt | ORGS1 - EQUIPMENT SCHEDULE 2 of 2 | TRUE | Qty | Count | FALSE |  | GxOEt3Xja7mCZlqf8zhfIUwq4crLTs4IG6MZBE4HKbI= | C:\Temp\vw\test data\test subfolder\ppmd_templates_ORGS1.rvt | 3¦2¦2¦4¦4¦2¦1¦1¦1¦1¦1¦1¦2¦2¦1¦1
ppmd_templates_ORGS1.rvt | ORGS1 - EQUIPMENT SCHEDULE 2 of 2 | TRUE | Logistics¦AR | CAT_Army | TRUE | fa0e0053-bcc4-42e8-881f-6a4690f994c9 | GxOEt3Xja7mCZlqf8zhfIUwq4crLTs4IG6MZBE4HKbI= | C:\Temp\vw\test data\test subfolder\ppmd_templates_ORGS1.rvt | C¦C¦C¦C¦C¦C¦C¦C¦C¦C¦C¦C¦C¦A¦C¦F
ppmd_templates_ORGS1.rvt | ORGS1 - EQUIPMENT SCHEDULE 2 of 2 | TRUE | Logistics¦NA | CAT_Navy | TRUE | 183e77a6-b75d-41a5-8f81-f6abfee236ec | GxOEt3Xja7mCZlqf8zhfIUwq4crLTs4IG6MZBE4HKbI= | C:\Temp\vw\test data\test subfolder\ppmd_templates_ORGS1.rvt | C¦C¦C¦C¦C¦C¦C¦C¦C¦C¦C¦C¦C¦A¦C¦F
ppmd_templates_ORGS1.rvt | ORGS1 - EQUIPMENT SCHEDULE 2 of 2 | TRUE | Logistics¦AF | CAT_AF | TRUE | 053816d3-2f83-4e72-9b30-0a25ff75573f | GxOEt3Xja7mCZlqf8zhfIUwq4crLTs4IG6MZBE4HKbI= | C:\Temp\vw\test data\test subfolder\ppmd_templates_ORGS1.rvt | C¦C¦C¦C¦C¦C¦C¦C¦C¦C¦C¦C¦C¦A¦C¦F
ppmd_templates_ORGS1.rvt | ORGS1 - EQUIPMENT SCHEDULE 2 of 2 | TRUE | Logistics¦VA | CAT_VA | TRUE | abab06e0-bc20-4958-a9a7-acf73c376614 | GxOEt3Xja7mCZlqf8zhfIUwq4crLTs4IG6MZBE4HKbI= | C:\Temp\vw\test data\test subfolder\ppmd_templates_ORGS1.rvt | C¦C¦C¦C¦C¦C¦C¦C¦C¦C¦C¦C¦C¦A¦C¦F
ppmd_templates_ORGS1.rvt | ORGS1 - EQUIPMENT SCHEDULE 2 of 2 | TRUE | Utilities¦1 | UTIL_1_WaterDrain | TRUE | 594b780e-c62e-473b-9f66-4d3db2fa1b7f | GxOEt3Xja7mCZlqf8zhfIUwq4crLTs4IG6MZBE4HKbI= | C:\Temp\vw\test data\test subfolder\ppmd_templates_ORGS1.rvt | -¦-¦-¦-¦-¦-¦-¦-¦-¦-¦-¦-¦-¦-¦-¦-
ppmd_templates_ORGS1.rvt | ORGS1 - EQUIPMENT SCHEDULE 2 of 2 | TRUE | Utilities¦2 | UTIL_2_Elec | TRUE | 28082216-138e-4a2f-9824-e96dbd7e3cd0 | GxOEt3Xja7mCZlqf8zhfIUwq4crLTs4IG6MZBE4HKbI= | C:\Temp\vw\test data\test subfolder\ppmd_templates_ORGS1.rvt | -¦-¦-¦-¦-¦-¦-¦-¦-¦B¦A¦-¦-¦-¦A¦A
ppmd_templates_ORGS1.rvt | ORGS1 - EQUIPMENT SCHEDULE 2 of 2 | TRUE | Utilities¦3 | UTIL_3_MedGas | TRUE | 22af1ef2-54f0-4b6e-b40a-7064dfb8769c | GxOEt3Xja7mCZlqf8zhfIUwq4crLTs4IG6MZBE4HKbI= | C:\Temp\vw\test data\test subfolder\ppmd_templates_ORGS1.rvt | -¦-¦-¦-¦-¦-¦-¦-¦-¦-¦-¦-¦-¦-¦-¦-
ppmd_templates_ORGS1.rvt | ORGS1 - EQUIPMENT SCHEDULE 2 of 2 | TRUE | Utilities¦4 | UTIL_4_MiscGas | TRUE | 745b8c3e-fd4a-4430-994a-d25826e1e484 | GxOEt3Xja7mCZlqf8zhfIUwq4crLTs4IG6MZBE4HKbI= | C:\Temp\vw\test data\test subfolder\ppmd_templates_ORGS1.rvt | -¦-¦-¦-¦-¦-¦-¦-¦-¦-¦-¦-¦-¦-¦-¦-
ppmd_templates_ORGS1.rvt | ORGS1 - EQUIPMENT SCHEDULE 2 of 2 | TRUE | Utilities¦5 | UTIL_5_NonMedGas | TRUE | 323edf97-d058-44ef-a0fb-1836c80554d8 | GxOEt3Xja7mCZlqf8zhfIUwq4crLTs4IG6MZBE4HKbI= | C:\Temp\vw\test data\test subfolder\ppmd_templates_ORGS1.rvt | -¦-¦-¦-¦-¦-¦-¦-¦-¦-¦-¦-¦-¦-¦-¦-
ppmd_templates_ORGS1.rvt | ORGS1 - EQUIPMENT SCHEDULE 2 of 2 | TRUE | Utilities¦6 | UTIL_6_Misc | TRUE | 38083e2d-8ba3-4868-9752-742b7a4a9586 | GxOEt3Xja7mCZlqf8zhfIUwq4crLTs4IG6MZBE4HKbI= | C:\Temp\vw\test data\test subfolder\ppmd_templates_ORGS1.rvt | -¦-¦-¦-¦-¦-¦-¦-¦-¦-¦-¦-¦-¦-¦-¦-
ppmd_templates_ORGS1.rvt | ORGS1 - INTERIOR DESIGN | FALSE | Floor Finish¦Preferred | Floor Finish | FALSE |  | GxOEt3Xja7mCZlqf8zhfIUwq4crLTs4IG6MZBE4HKbI= | C:\Temp\vw\test data\test subfolder\ppmd_templates_ORGS1.rvt | ET
ppmd_templates_ORGS1.rvt | ORGS1 - INTERIOR DESIGN | FALSE | Floor Finish¦Alternate | Floor Finish2 | TRUE | 4030719d-a272-441a-8bfa-d5eb510a1687 | GxOEt3Xja7mCZlqf8zhfIUwq4crLTs4IG6MZBE4HKbI= | C:\Temp\vw\test data\test subfolder\ppmd_templates_ORGS1.rvt | SV
ppmd_templates_ORGS1.rvt | ORGS1 - INTERIOR DESIGN | FALSE | Wall Finish¦Preferred | Wall Finish | FALSE |  | GxOEt3Xja7mCZlqf8zhfIUwq4crLTs4IG6MZBE4HKbI= | C:\Temp\vw\test data\test subfolder\ppmd_templates_ORGS1.rvt | GCT
ppmd_templates_ORGS1.rvt | ORGS1 - INTERIOR DESIGN | FALSE | Wall Finish¦Alternate | Wall Finish2 | TRUE | 5a49d499-57b3-4e1f-afc0-4c041c862be1 | GxOEt3Xja7mCZlqf8zhfIUwq4crLTs4IG6MZBE4HKbI= | C:\Temp\vw\test data\test subfolder\ppmd_templates_ORGS1.rvt | SSP
ppmd_templates_ORGS1.rvt | ORGS1 - INTERIOR DESIGN | FALSE | Ceiling Finish¦Preferred | Ceiling Finish | FALSE |  | GxOEt3Xja7mCZlqf8zhfIUwq4crLTs4IG6MZBE4HKbI= | C:\Temp\vw\test data\test subfolder\ppmd_templates_ORGS1.rvt | GLG
ppmd_templates_ORGS1.rvt | ORGS1 - INTERIOR DESIGN | FALSE | Ceiling Finish¦Alternate | Ceiling Finish2 | TRUE | acb31fd1-378b-4329-97b0-400ae39b5bc4 | GxOEt3Xja7mCZlqf8zhfIUwq4crLTs4IG6MZBE4HKbI= | C:\Temp\vw\test data\test subfolder\ppmd_templates_ORGS1.rvt | -
ppmd_templates_ORGS1.rvt | ORGS1 - INTERIOR DESIGN | FALSE | Room Height¦ft - in | Ceiling_Hgt_IP | TRUE | 9f14ca4f-2465-4385-a17c-7aa549f64c09 | GxOEt3Xja7mCZlqf8zhfIUwq4crLTs4IG6MZBE4HKbI= | C:\Temp\vw\test data\test subfolder\ppmd_templates_ORGS1.rvt | 10' - 0"
ppmd_templates_ORGS1.rvt | ORGS1 - INTERIOR DESIGN | FALSE | Room Noise¦Min NC | Noise_NC_MIN | TRUE | 8c49df6c-7d6b-49fd-9459-f57d0921d704 | GxOEt3Xja7mCZlqf8zhfIUwq4crLTs4IG6MZBE4HKbI= | C:\Temp\vw\test data\test subfolder\ppmd_templates_ORGS1.rvt | 30
ppmd_templates_ORGS1.rvt | ORGS1 - INTERIOR DESIGN | FALSE | Room Noise¦Max NC | Noise_NC_MAX | TRUE | 629b571a-1c14-443c-b8e8-1130b5edb513 | GxOEt3Xja7mCZlqf8zhfIUwq4crLTs4IG6MZBE4HKbI= | C:\Temp\vw\test data\test subfolder\ppmd_templates_ORGS1.rvt | 35
ppmd_templates_ORGS1.rvt | ORGS1 - INTERIOR DESIGN | FALSE | Room Noise¦SC | Noise_SC | TRUE | 44bf9cd1-070a-432c-87d9-26a3211cfe07 | GxOEt3Xja7mCZlqf8zhfIUwq4crLTs4IG6MZBE4HKbI= | C:\Temp\vw\test data\test subfolder\ppmd_templates_ORGS1.rvt | 45
ppmd_templates_ORGS1.rvt | ORGS1 - MECHANICAL DESIGN | FALSE | Air Balance | Air_Balance | TRUE | 587b3cf9-4450-4d95-b8ef-0e93665dbd91 | GxOEt3Xja7mCZlqf8zhfIUwq4crLTs4IG6MZBE4HKbI= | C:\Temp\vw\test data\test subfolder\ppmd_templates_ORGS1.rvt | ++
ppmd_templates_ORGS1.rvt | ORGS1 - MECHANICAL DESIGN | FALSE | Air Changes Total | Air_Changes_Total | TRUE | 3988d7f3-0f28-4410-866c-5bc65e1d842a | GxOEt3Xja7mCZlqf8zhfIUwq4crLTs4IG6MZBE4HKbI= | C:\Temp\vw\test data\test subfolder\ppmd_templates_ORGS1.rvt | 25
ppmd_templates_ORGS1.rvt | ORGS1 - MECHANICAL DESIGN | FALSE | Air Changes OA | Air_Changes_OA | TRUE | b7af949f-3b64-4f85-9391-d9f17dcaad1e | GxOEt3Xja7mCZlqf8zhfIUwq4crLTs4IG6MZBE4HKbI= | C:\Temp\vw\test data\test subfolder\ppmd_templates_ORGS1.rvt | 5
ppmd_templates_ORGS1.rvt | ORGS1 - MECHANICAL DESIGN | FALSE | 100% Exhaust Air | Exhaust_Air_100% | TRUE | 62b97784-583b-47d5-90a3-a90bbb961b6e | GxOEt3Xja7mCZlqf8zhfIUwq4crLTs4IG6MZBE4HKbI= | C:\Temp\vw\test data\test subfolder\ppmd_templates_ORGS1.rvt | -
ppmd_templates_ORGS1.rvt | ORGS1 - MECHANICAL DESIGN | FALSE | Summer Temp¦F | Temp_Summer_F | TRUE | 1cbf6964-bd0f-4852-b367-ef4828e2e2cc | GxOEt3Xja7mCZlqf8zhfIUwq4crLTs4IG6MZBE4HKbI= | C:\Temp\vw\test data\test subfolder\ppmd_templates_ORGS1.rvt
ppmd_templates_ORGS1.rvt | ORGS1 - MECHANICAL DESIGN | FALSE | Summer Temp¦C | Temp_Summer_C | FALSE |  | GxOEt3Xja7mCZlqf8zhfIUwq4crLTs4IG6MZBE4HKbI= | C:\Temp\vw\test data\test subfolder\ppmd_templates_ORGS1.rvt
ppmd_templates_ORGS1.rvt | ORGS1 - MECHANICAL DESIGN | FALSE | Summer Temp¦Note | Temp_Summer_Note | TRUE | 6248fa3c-bb43-4e1c-91bb-60e102e573b7 | GxOEt3Xja7mCZlqf8zhfIUwq4crLTs4IG6MZBE4HKbI= | C:\Temp\vw\test data\test subfolder\ppmd_templates_ORGS1.rvt | R
ppmd_templates_ORGS1.rvt | ORGS1 - MECHANICAL DESIGN | FALSE | Winter Temp¦F | Temp_Winter_F | TRUE | b4f9888f-41ad-47ef-a6af-145b3de732c9 | GxOEt3Xja7mCZlqf8zhfIUwq4crLTs4IG6MZBE4HKbI= | C:\Temp\vw\test data\test subfolder\ppmd_templates_ORGS1.rvt | 73
ppmd_templates_ORGS1.rvt | ORGS1 - MECHANICAL DESIGN | FALSE | Winter Temp¦C | Temp_Winter_C | FALSE |  | GxOEt3Xja7mCZlqf8zhfIUwq4crLTs4IG6MZBE4HKbI= | C:\Temp\vw\test data\test subfolder\ppmd_templates_ORGS1.rvt | 23
ppmd_templates_ORGS1.rvt | ORGS1 - MECHANICAL DESIGN | FALSE | Winter Temp¦Note | Temp_Winter_Note | TRUE | aacd83fc-f530-464e-b089-01667d3c52cd | GxOEt3Xja7mCZlqf8zhfIUwq4crLTs4IG6MZBE4HKbI= | C:\Temp\vw\test data\test subfolder\ppmd_templates_ORGS1.rvt | R
ppmd_templates_ORGS1.rvt | ORGS1 - MECHANICAL DESIGN | FALSE | Max Relative Humidity | Relative_Humidity | TRUE | 36ead6c1-4384-4a65-8654-06a60aef94cb | GxOEt3Xja7mCZlqf8zhfIUwq4crLTs4IG6MZBE4HKbI= | C:\Temp\vw\test data\test subfolder\ppmd_templates_ORGS1.rvt | Y
ppmd_templates_ORGS1.rvt | ORGS1 - MECHANICAL DESIGN | FALSE | Filtration¦Interm % | Filtration_Inter_% | TRUE | 4f03ad65-f905-419e-a0cf-8f58fe921fbc | GxOEt3Xja7mCZlqf8zhfIUwq4crLTs4IG6MZBE4HKbI= | C:\Temp\vw\test data\test subfolder\ppmd_templates_ORGS1.rvt | 14
ppmd_templates_ORGS1.rvt | ORGS1 - MECHANICAL DESIGN | FALSE | Filtration¦Final % | Filtration_Final_% | TRUE | cc736e5f-46f5-476a-8d0a-ceb32d8d4e5a | GxOEt3Xja7mCZlqf8zhfIUwq4crLTs4IG6MZBE4HKbI= | C:\Temp\vw\test data\test subfolder\ppmd_templates_ORGS1.rvt | 17
ppmd_templates_ORGS1.rvt | ORGS1 - MECHANICAL DESIGN | FALSE | Notes | Mech_Notes | TRUE | a32df790-0ab9-4c4a-b19c-511c2eef6d56 | GxOEt3Xja7mCZlqf8zhfIUwq4crLTs4IG6MZBE4HKbI= | C:\Temp\vw\test data\test subfolder\ppmd_templates_ORGS1.rvt | C
ppmd_templates_ORGS1.rvt | ORGS1 - MEDICAL GAS DESIGN | FALSE | MCA | MedGas_MCA | TRUE | 3b23ea7f-b9f1-4749-8a2b-eb6a4fab4cdc | GxOEt3Xja7mCZlqf8zhfIUwq4crLTs4IG6MZBE4HKbI= | C:\Temp\vw\test data\test subfolder\ppmd_templates_ORGS1.rvt | 6
ppmd_templates_ORGS1.rvt | ORGS1 - MEDICAL GAS DESIGN | FALSE | DCA | MedGas_DCA | TRUE | 20dc9c73-7465-4e8a-8300-4a8b5a46a91c | GxOEt3Xja7mCZlqf8zhfIUwq4crLTs4IG6MZBE4HKbI= | C:\Temp\vw\test data\test subfolder\ppmd_templates_ORGS1.rvt | -
ppmd_templates_ORGS1.rvt | ORGS1 - MEDICAL GAS DESIGN | FALSE | LA | MedGas_LA | TRUE | 99801083-d820-4c5f-ad07-ab168e1bbda0 | GxOEt3Xja7mCZlqf8zhfIUwq4crLTs4IG6MZBE4HKbI= | C:\Temp\vw\test data\test subfolder\ppmd_templates_ORGS1.rvt | -
ppmd_templates_ORGS1.rvt | ORGS1 - MEDICAL GAS DESIGN | FALSE | PA | MedGas_PA | TRUE | 55793ba6-1647-428e-86f6-5ce4153c7f2e | GxOEt3Xja7mCZlqf8zhfIUwq4crLTs4IG6MZBE4HKbI= | C:\Temp\vw\test data\test subfolder\ppmd_templates_ORGS1.rvt | -
ppmd_templates_ORGS1.rvt | ORGS1 - MEDICAL GAS DESIGN | FALSE | MV | MedGas_MV | TRUE | 0a0bec6d-9172-4a2c-9fb3-7616a08f677a | GxOEt3Xja7mCZlqf8zhfIUwq4crLTs4IG6MZBE4HKbI= | C:\Temp\vw\test data\test subfolder\ppmd_templates_ORGS1.rvt | 12
ppmd_templates_ORGS1.rvt | ORGS1 - MEDICAL GAS DESIGN | FALSE | DHV | MedGas_DHV | TRUE | 79779898-9917-494b-a027-0013b44e14f1 | GxOEt3Xja7mCZlqf8zhfIUwq4crLTs4IG6MZBE4HKbI= | C:\Temp\vw\test data\test subfolder\ppmd_templates_ORGS1.rvt | -
ppmd_templates_ORGS1.rvt | ORGS1 - MEDICAL GAS DESIGN | FALSE | DLV | MedGas_DLV | TRUE | bcdcef93-2e56-440a-a8f7-e9973eadba59 | GxOEt3Xja7mCZlqf8zhfIUwq4crLTs4IG6MZBE4HKbI= | C:\Temp\vw\test data\test subfolder\ppmd_templates_ORGS1.rvt | -
ppmd_templates_ORGS1.rvt | ORGS1 - MEDICAL GAS DESIGN | FALSE | LDE | MedGas_LDE | TRUE | cc6496eb-fa04-4455-81d4-1dfb1e6aaa52 | GxOEt3Xja7mCZlqf8zhfIUwq4crLTs4IG6MZBE4HKbI= | C:\Temp\vw\test data\test subfolder\ppmd_templates_ORGS1.rvt | -
ppmd_templates_ORGS1.rvt | ORGS1 - MEDICAL GAS DESIGN | FALSE | OX | MedGas_OX | TRUE | 59f6c2e0-639e-4476-adf0-a5c19b1199db | GxOEt3Xja7mCZlqf8zhfIUwq4crLTs4IG6MZBE4HKbI= | C:\Temp\vw\test data\test subfolder\ppmd_templates_ORGS1.rvt | 8
ppmd_templates_ORGS1.rvt | ORGS1 - MEDICAL GAS DESIGN | FALSE | NO | MedGas_NO | TRUE | 1f31b342-99ad-494b-90ce-f27b8fc04b75 | GxOEt3Xja7mCZlqf8zhfIUwq4crLTs4IG6MZBE4HKbI= | C:\Temp\vw\test data\test subfolder\ppmd_templates_ORGS1.rvt | 2
ppmd_templates_ORGS1.rvt | ORGS1 - MEDICAL GAS DESIGN | FALSE | NI | MedGas_NI | TRUE | ea24567d-1f4e-45f9-907f-a79ef8b323b1 | GxOEt3Xja7mCZlqf8zhfIUwq4crLTs4IG6MZBE4HKbI= | C:\Temp\vw\test data\test subfolder\ppmd_templates_ORGS1.rvt | 4
ppmd_templates_ORGS1.rvt | ORGS1 - MEDICAL GAS DESIGN | FALSE | WAGD | MedGas_WAGD | TRUE | 1aa3572e-5073-44b4-acb3-ff8739230b69 | GxOEt3Xja7mCZlqf8zhfIUwq4crLTs4IG6MZBE4HKbI= | C:\Temp\vw\test data\test subfolder\ppmd_templates_ORGS1.rvt | 2
ppmd_templates_ORGS1.rvt | ORGS1 - MEDICAL GAS DESIGN | FALSE | Notes1 | MedGas_Notes | TRUE | 69d1283f-21ef-46f3-9ebb-e36d00ef4da3 | GxOEt3Xja7mCZlqf8zhfIUwq4crLTs4IG6MZBE4HKbI= | C:\Temp\vw\test data\test subfolder\ppmd_templates_ORGS1.rvt | C
ppmd_templates_ORGS1.rvt | ORGS1 - MEDICAL GAS DESIGN | FALSE | Notes2 | MedGas_Notes2 | TRUE | 867f4341-094b-4cc7-b128-8c28392e09cd | GxOEt3Xja7mCZlqf8zhfIUwq4crLTs4IG6MZBE4HKbI= | C:\Temp\vw\test data\test subfolder\ppmd_templates_ORGS1.rvt | D
ppmd_templates_ORGS1.rvt | ORGS1 - STRUCTURAL DESIGN | FALSE | Structural Load¦psf | Str_FloorLoad_psf | TRUE | 654b90c9-d71e-4bcd-9f27-a1532becca95 | GxOEt3Xja7mCZlqf8zhfIUwq4crLTs4IG6MZBE4HKbI= | C:\Temp\vw\test data\test subfolder\ppmd_templates_ORGS1.rvt | 60
ppmd_templates_ORGS1.rvt | ORGS1 - STRUCTURAL DESIGN | FALSE | Structural Load¦kPA | Str_FloorLoad_kPA | FALSE |  | GxOEt3Xja7mCZlqf8zhfIUwq4crLTs4IG6MZBE4HKbI= | C:\Temp\vw\test data\test subfolder\ppmd_templates_ORGS1.rvt | 3
ppmd_templates_ORGS1.rvt | ORGS1 - STRUCTURAL DESIGN | FALSE | Notes | Str_Notes | TRUE | 509b36e6-cf53-4158-b357-61e3cedd6faa | GxOEt3Xja7mCZlqf8zhfIUwq4crLTs4IG6MZBE4HKbI= | C:\Temp\vw\test data\test subfolder\ppmd_templates_ORGS1.rvt
ppmd_templates_ORNS1.rvt | ORNS1 - DATA/ELECTRICAL SCHEDULE | FALSE | JSN | JSN | TRUE | 8632cd76-2ab9-457d-8db7-39197de446a2 | NUEZmGHfVqGYP0jATw26KmU6lBtStSWBBDnMGy1S7zQ= | C:\Temp\vw\test data\test subfolder\ppmd_templates_ORNS1.rvt
ppmd_templates_ORNS1.rvt | ORNS1 - DATA/ELECTRICAL SCHEDULE | FALSE | Nomenclature | Nomenclature | TRUE | f004b755-1952-4a21-a1c1-98f41ef6a86c | NUEZmGHfVqGYP0jATw26KmU6lBtStSWBBDnMGy1S7zQ= | C:\Temp\vw\test data\test subfolder\ppmd_templates_ORNS1.rvt
ppmd_templates_ORNS1.rvt | ORNS1 - DATA/ELECTRICAL SCHEDULE | FALSE | Qty | Count | FALSE |  | NUEZmGHfVqGYP0jATw26KmU6lBtStSWBBDnMGy1S7zQ= | C:\Temp\vw\test data\test subfolder\ppmd_templates_ORNS1.rvt
ppmd_templates_ORNS1.rvt | ORNS1 - DATA/ELECTRICAL SCHEDULE | FALSE | Logistics¦AR | CAT_Army | TRUE | fa0e0053-bcc4-42e8-881f-6a4690f994c9 | NUEZmGHfVqGYP0jATw26KmU6lBtStSWBBDnMGy1S7zQ= | C:\Temp\vw\test data\test subfolder\ppmd_templates_ORNS1.rvt
ppmd_templates_ORNS1.rvt | ORNS1 - DATA/ELECTRICAL SCHEDULE | FALSE | Logistics¦NA | CAT_Navy | TRUE | 183e77a6-b75d-41a5-8f81-f6abfee236ec | NUEZmGHfVqGYP0jATw26KmU6lBtStSWBBDnMGy1S7zQ= | C:\Temp\vw\test data\test subfolder\ppmd_templates_ORNS1.rvt
ppmd_templates_ORNS1.rvt | ORNS1 - DATA/ELECTRICAL SCHEDULE | FALSE | Logistics¦AF | CAT_AF | TRUE | 053816d3-2f83-4e72-9b30-0a25ff75573f | NUEZmGHfVqGYP0jATw26KmU6lBtStSWBBDnMGy1S7zQ= | C:\Temp\vw\test data\test subfolder\ppmd_templates_ORNS1.rvt
ppmd_templates_ORNS1.rvt | ORNS1 - DATA/ELECTRICAL SCHEDULE | FALSE | Logistics¦VA | CAT_VA | TRUE | abab06e0-bc20-4958-a9a7-acf73c376614 | NUEZmGHfVqGYP0jATw26KmU6lBtStSWBBDnMGy1S7zQ= | C:\Temp\vw\test data\test subfolder\ppmd_templates_ORNS1.rvt
ppmd_templates_ORNS1.rvt | ORNS1 - DOOR SCHEDULE | FALSE | Mark | Construction Type | FALSE |  | NUEZmGHfVqGYP0jATw26KmU6lBtStSWBBDnMGy1S7zQ= | C:\Temp\vw\test data\test subfolder\ppmd_templates_ORNS1.rvt | H¦I
ppmd_templates_ORNS1.rvt | ORNS1 - DOOR SCHEDULE | FALSE | Type | Family | FALSE |  | NUEZmGHfVqGYP0jATw26KmU6lBtStSWBBDnMGy1S7zQ= | C:\Temp\vw\test data\test subfolder\ppmd_templates_ORNS1.rvt | Single-Flush-Dbl Acting¦Double-Flush
ppmd_templates_ORNS1.rvt | ORNS1 - DOOR SCHEDULE | FALSE | Count | Count | FALSE |  | NUEZmGHfVqGYP0jATw26KmU6lBtStSWBBDnMGy1S7zQ= | C:\Temp\vw\test data\test subfolder\ppmd_templates_ORNS1.rvt | 2¦1
ppmd_templates_ORNS1.rvt | ORNS1 - DOOR SCHEDULE | FALSE | Height¦ft - in | Height | FALSE |  | NUEZmGHfVqGYP0jATw26KmU6lBtStSWBBDnMGy1S7zQ= | C:\Temp\vw\test data\test subfolder\ppmd_templates_ORNS1.rvt | 7' - 0"¦7' - 0"
ppmd_templates_ORNS1.rvt | ORNS1 - DOOR SCHEDULE | FALSE | Width¦ft - in | Width | FALSE |  | NUEZmGHfVqGYP0jATw26KmU6lBtStSWBBDnMGy1S7zQ= | C:\Temp\vw\test data\test subfolder\ppmd_templates_ORNS1.rvt | 4' - 0"¦6' - 0"
ppmd_templates_ORNS1.rvt | ORNS1 - DOOR SCHEDULE | FALSE | Notes | Type Comments | FALSE |  | NUEZmGHfVqGYP0jATw26KmU6lBtStSWBBDnMGy1S7zQ= | C:\Temp\vw\test data\test subfolder\ppmd_templates_ORNS1.rvt
ppmd_templates_ORNS1.rvt | ORNS1 - ELECTRICAL DESIGN | FALSE | Lighting¦LUX1 | Light_Level_LUX | TRUE | fc853981-f613-4f05-81bd-e48fb947424b | NUEZmGHfVqGYP0jATw26KmU6lBtStSWBBDnMGy1S7zQ= | C:\Temp\vw\test data\test subfolder\ppmd_templates_ORNS1.rvt | 2100
ppmd_templates_ORNS1.rvt | ORNS1 - ELECTRICAL DESIGN | FALSE | Lighting¦Footcandles1 | Light_Level_FC | FALSE |  | NUEZmGHfVqGYP0jATw26KmU6lBtStSWBBDnMGy1S7zQ= | C:\Temp\vw\test data\test subfolder\ppmd_templates_ORNS1.rvt | 195
ppmd_templates_ORNS1.rvt | ORNS1 - ELECTRICAL DESIGN | FALSE | Lighting¦LUX2 | Light_Level_LUX2 | TRUE | 172f1cff-58cc-41cd-b888-0e7a81d2bf40 | NUEZmGHfVqGYP0jATw26KmU6lBtStSWBBDnMGy1S7zQ= | C:\Temp\vw\test data\test subfolder\ppmd_templates_ORNS1.rvt
ppmd_templates_ORNS1.rvt | ORNS1 - ELECTRICAL DESIGN | FALSE | Lighting¦Footcandles2 | Light_Level_FC2 | FALSE |  | NUEZmGHfVqGYP0jATw26KmU6lBtStSWBBDnMGy1S7zQ= | C:\Temp\vw\test data\test subfolder\ppmd_templates_ORNS1.rvt
ppmd_templates_ORNS1.rvt | ORNS1 - ELECTRICAL DESIGN | FALSE | Lighting¦Notes | Light_Notes | TRUE | a36245ac-ea57-45c2-bac5-bed4d04a4f78 | NUEZmGHfVqGYP0jATw26KmU6lBtStSWBBDnMGy1S7zQ= | C:\Temp\vw\test data\test subfolder\ppmd_templates_ORNS1.rvt | D
ppmd_templates_ORNS1.rvt | ORNS1 - ELECTRICAL DESIGN | FALSE | Lighting¦Notes2 | Light_Notes2 | TRUE | 6d0b4891-ce4c-45f8-9560-387866098a10 | NUEZmGHfVqGYP0jATw26KmU6lBtStSWBBDnMGy1S7zQ= | C:\Temp\vw\test data\test subfolder\ppmd_templates_ORNS1.rvt | F
ppmd_templates_ORNS1.rvt | ORNS1 - ELECTRICAL DESIGN | FALSE | Essential Power¦% Power | ES_Power% | TRUE | 7cbfe71a-865f-4cf4-b400-c67e3939439b | NUEZmGHfVqGYP0jATw26KmU6lBtStSWBBDnMGy1S7zQ= | C:\Temp\vw\test data\test subfolder\ppmd_templates_ORNS1.rvt | RA
ppmd_templates_ORNS1.rvt | ORNS1 - ELECTRICAL DESIGN | FALSE | Essential Power¦% Light | ES_Light% | TRUE | af00a8bb-40cb-434a-a7e5-b4140f3c844f | NUEZmGHfVqGYP0jATw26KmU6lBtStSWBBDnMGy1S7zQ= | C:\Temp\vw\test data\test subfolder\ppmd_templates_ORNS1.rvt | LB
ppmd_templates_ORNS1.rvt | ORNS1 - ELECTRICAL DESIGN | FALSE | Essential Power¦Notes | ES_Notes | TRUE | 0c3ae867-1060-40b5-bb68-261d16a167a0 | NUEZmGHfVqGYP0jATw26KmU6lBtStSWBBDnMGy1S7zQ= | C:\Temp\vw\test data\test subfolder\ppmd_templates_ORNS1.rvt | -
ppmd_templates_ORNS1.rvt | ORNS1 - EQUIPMENT SCHEDULE 1 of 2 | TRUE | JSN | JSN | TRUE | 8632cd76-2ab9-457d-8db7-39197de446a2 | NUEZmGHfVqGYP0jATw26KmU6lBtStSWBBDnMGy1S7zQ= | C:\Temp\vw\test data\test subfolder\ppmd_templates_ORNS1.rvt | A1122¦A4015¦A5107¦A5108¦E0130¦E0963¦F0280¦F0355¦F2245¦F3050¦F3200¦M0512¦M0630¦M0750¦M0755¦M0765¦M1801¦M3070¦M3072¦M3073¦M3175¦M4250¦M4255¦M4266¦M4815¦M4816¦M5030¦M5512¦M7485¦M7490¦M7845¦M8495¦M8535¦M8551¦M8555¦M8606¦M8800
ppmd_templates_ORNS1.rvt | ORNS1 - EQUIPMENT SCHEDULE 1 of 2 | TRUE | Nomenclature | Nomenclature | TRUE | f004b755-1952-4a21-a1c1-98f41ef6a86c | NUEZmGHfVqGYP0jATw26KmU6lBtStSWBBDnMGy1S7zQ= | C:\Temp\vw\test data\test subfolder\ppmd_templates_ORNS1.rvt | Column, Equipment Arm, Ceiling Mounted, Surgery¦Clock, Elapsed Time, Electric¦Dispenser, Glove, Surgical/Examination, Wall Mntd¦Waste Disposal Unit, Sharps¦Workstation, Documentation, Operating, L-Shaped¦Cart, General Storage, Mobile¦Chair, Swivel, Low Back¦Footstool, Straight¦Camera, HD¦Whiteboard, Dry Erase¦Clock, Battery, 12" Diameter¦Television, HDTV, Large Screen, 60"¦Anesthesia Apparatus, 3 Gas¦Flowmeter, Air, Connect w/50 PSI Supply¦Flowmeter, Oxygen, Low Flow¦Regulator, Vacuum¦Computer, Microprocessing, w/Flat Panel Monitor¦Hamper, Linen, Mobile, w/Lid¦Frame, Infectious Waste Bag w/Lid¦Container, Biohazard Waste, Step-on, Fire Safe¦Electrosurgical Unit, Dual Output¦Pump, Syringe, Infusion¦Stand, IV, Adjustable¦Pump, Volumetric, Infusion, Multiple Line¦Hypo/Hyperthermia Unit, Automatic/Manual, Mobile¦Warming Unit, Patient, Automatic Manual, Air¦Stool, Surgeon, Revolving¦Laser, Smoke Evacuator¦Light, Surg, Ceiling Mtd, Dual, Equal Dia Heads¦Light, Surg, Ceiling Mtd, Dual, Unequal Dia Heads¦Monitor, Physiological, Bedside, 4 Channel¦Laryngoscope, Video Glidescope¦Microscope, Operating, Portable¦Light Source, Fiberoptic Headlamp¦Insufflator, Automatic Controls¦Endoscopy Cart, Fiberoptic, w/Video Accessories¦Cart, Anesthesia
ppmd_templates_ORNS1.rvt | ORNS1 - EQUIPMENT SCHEDULE 1 of 2 | TRUE | Qty | Count | FALSE |  | NUEZmGHfVqGYP0jATw26KmU6lBtStSWBBDnMGy1S7zQ= | C:\Temp\vw\test data\test subfolder\ppmd_templates_ORNS1.rvt | 2¦1¦2¦1¦1¦3¦1¦4¦1¦1¦1¦2¦1¦2¦2¦4¦1¦1¦1¦1¦2¦2¦2¦2¦1¦2¦2¦1¦1¦1¦1¦1¦1¦2¦1¦1¦1
ppmd_templates_ORNS1.rvt | ORNS1 - EQUIPMENT SCHEDULE 1 of 2 | TRUE | Logistics¦AR | CAT_Army | TRUE | fa0e0053-bcc4-42e8-881f-6a4690f994c9 | NUEZmGHfVqGYP0jATw26KmU6lBtStSWBBDnMGy1S7zQ= | C:\Temp\vw\test data\test subfolder\ppmd_templates_ORNS1.rvt | A¦A¦C¦C¦C¦C¦C¦C¦C¦A¦C¦C¦C¦C¦C¦C¦C¦C¦C¦C¦C¦C¦C¦C¦C¦C¦C¦C¦A¦A¦C¦C¦C¦C¦C¦C¦C
ppmd_templates_ORNS1.rvt | ORNS1 - EQUIPMENT SCHEDULE 1 of 2 | TRUE | Logistics¦NA | CAT_Navy | TRUE | 183e77a6-b75d-41a5-8f81-f6abfee236ec | NUEZmGHfVqGYP0jATw26KmU6lBtStSWBBDnMGy1S7zQ= | C:\Temp\vw\test data\test subfolder\ppmd_templates_ORNS1.rvt | A¦A¦C¦C¦C¦C¦C¦C¦C¦A¦C¦C¦C¦C¦C¦C¦C¦C¦C¦C¦C¦C¦C¦C¦C¦C¦C¦C¦A¦A¦C¦C¦C¦C¦C¦C¦C
ppmd_templates_ORNS1.rvt | ORNS1 - EQUIPMENT SCHEDULE 1 of 2 | TRUE | Logistics¦AF | CAT_AF | TRUE | 053816d3-2f83-4e72-9b30-0a25ff75573f | NUEZmGHfVqGYP0jATw26KmU6lBtStSWBBDnMGy1S7zQ= | C:\Temp\vw\test data\test subfolder\ppmd_templates_ORNS1.rvt | A¦A¦C¦C¦C¦C¦C¦C¦C¦A¦C¦C¦C¦C¦C¦C¦C¦C¦C¦C¦C¦C¦C¦C¦C¦C¦C¦C¦A¦A¦C¦C¦C¦C¦C¦C¦C
ppmd_templates_ORNS1.rvt | ORNS1 - EQUIPMENT SCHEDULE 1 of 2 | TRUE | Logistics¦VA | CAT_VA | TRUE | abab06e0-bc20-4958-a9a7-acf73c376614 | NUEZmGHfVqGYP0jATw26KmU6lBtStSWBBDnMGy1S7zQ= | C:\Temp\vw\test data\test subfolder\ppmd_templates_ORNS1.rvt | A¦A¦C¦C¦C¦C¦C¦C¦C¦A¦C¦C¦C¦C¦C¦C¦C¦C¦C¦C¦C¦C¦C¦C¦C¦C¦C¦C¦A¦A¦C¦C¦C¦C¦C¦C¦C
ppmd_templates_ORNS1.rvt | ORNS1 - EQUIPMENT SCHEDULE 1 of 2 | TRUE | Utilities¦1 | UTIL_1_WaterDrain | TRUE | 594b780e-c62e-473b-9f66-4d3db2fa1b7f | NUEZmGHfVqGYP0jATw26KmU6lBtStSWBBDnMGy1S7zQ= | C:\Temp\vw\test data\test subfolder\ppmd_templates_ORNS1.rvt | -¦-¦-¦-¦-¦-¦-¦-¦-¦-¦-¦-¦-¦-¦-¦-¦-¦-¦-¦-¦-¦-¦-¦-¦-¦-¦-¦-¦-¦-¦-¦-¦-¦-¦-¦-¦-
ppmd_templates_ORNS1.rvt | ORNS1 - EQUIPMENT SCHEDULE 1 of 2 | TRUE | Utilities¦2 | UTIL_2_Elec | TRUE | 28082216-138e-4a2f-9824-e96dbd7e3cd0 | NUEZmGHfVqGYP0jATw26KmU6lBtStSWBBDnMGy1S7zQ= | C:\Temp\vw\test data\test subfolder\ppmd_templates_ORNS1.rvt | F¦A¦-¦-¦-¦-¦-¦-¦-¦-¦-¦A¦A¦-¦-¦-¦A¦-¦-¦-¦A¦A¦-¦A¦A¦A¦-¦A¦F¦F¦A¦-¦A¦A¦A¦A¦-
ppmd_templates_ORNS1.rvt | ORNS1 - EQUIPMENT SCHEDULE 1 of 2 | TRUE | Utilities¦3 | UTIL_3_MedGas | TRUE | 22af1ef2-54f0-4b6e-b40a-7064dfb8769c | NUEZmGHfVqGYP0jATw26KmU6lBtStSWBBDnMGy1S7zQ= | C:\Temp\vw\test data\test subfolder\ppmd_templates_ORNS1.rvt | G¦-¦-¦-¦-¦-¦-¦-¦-¦-¦-¦-¦G¦K¦A¦B¦-¦-¦-¦-¦-¦-¦-¦-¦-¦-¦-¦-¦-¦-¦-¦-¦-¦-¦-¦-¦-
ppmd_templates_ORNS1.rvt | ORNS1 - EQUIPMENT SCHEDULE 1 of 2 | TRUE | Utilities¦4 | UTIL_4_MiscGas | TRUE | 745b8c3e-fd4a-4430-994a-d25826e1e484 | NUEZmGHfVqGYP0jATw26KmU6lBtStSWBBDnMGy1S7zQ= | C:\Temp\vw\test data\test subfolder\ppmd_templates_ORNS1.rvt | -¦-¦-¦-¦-¦-¦-¦-¦-¦-¦-¦-¦C¦-¦-¦-¦-¦-¦-¦-¦-¦-¦-¦-¦-¦-¦-¦-¦-¦-¦-¦-¦-¦-¦E¦E¦-
ppmd_templates_ORNS1.rvt | ORNS1 - EQUIPMENT SCHEDULE 1 of 2 | TRUE | Utilities¦5 | UTIL_5_NonMedGas | TRUE | 323edf97-d058-44ef-a0fb-1836c80554d8 | NUEZmGHfVqGYP0jATw26KmU6lBtStSWBBDnMGy1S7zQ= | C:\Temp\vw\test data\test subfolder\ppmd_templates_ORNS1.rvt | -¦-¦-¦-¦-¦-¦-¦-¦-¦-¦-¦-¦-¦-¦-¦-¦-¦-¦-¦-¦-¦-¦-¦-¦-¦-¦-¦-¦-¦-¦-¦-¦-¦-¦-¦-¦-
ppmd_templates_ORNS1.rvt | ORNS1 - EQUIPMENT SCHEDULE 1 of 2 | TRUE | Utilities¦6 | UTIL_6_Misc | TRUE | 38083e2d-8ba3-4868-9752-742b7a4a9586 | NUEZmGHfVqGYP0jATw26KmU6lBtStSWBBDnMGy1S7zQ= | C:\Temp\vw\test data\test subfolder\ppmd_templates_ORNS1.rvt | -¦D¦-¦-¦-¦-¦-¦-¦-¦-¦-¦-¦-¦-¦-¦-¦-¦-¦-¦-¦-¦-¦-¦-¦-¦-¦-¦-¦-¦-¦D¦-¦-¦-¦-¦-¦-
ppmd_templates_ORNS1.rvt | ORNS1 - EQUIPMENT SCHEDULE 2 of 2 | TRUE | JSN | JSN | TRUE | 8632cd76-2ab9-457d-8db7-39197de446a2 | NUEZmGHfVqGYP0jATw26KmU6lBtStSWBBDnMGy1S7zQ= | C:\Temp\vw\test data\test subfolder\ppmd_templates_ORNS1.rvt | M8810¦M8825¦M8830¦M8900¦M8905¦M8910¦M8920¦M8925¦M8940¦M8970¦M9115¦TB010¦TB015¦TB018¦X3150¦X3930¦X4122¦X4200
ppmd_templates_ORNS1.rvt | ORNS1 - EQUIPMENT SCHEDULE 2 of 2 | TRUE | Nomenclature | Nomenclature | TRUE | f004b755-1952-4a21-a1c1-98f41ef6a86c | NUEZmGHfVqGYP0jATw26KmU6lBtStSWBBDnMGy1S7zQ= | C:\Temp\vw\test data\test subfolder\ppmd_templates_ORNS1.rvt | Stand, Mayo¦Table, Instrument/Dressing, CRS, approx. 36x20x34¦Table, Instrument/Dressing, Mobile¦Carriage, Pail, CRS, Without Pail¦Pail, Utility, CRS, Without Carriage¦Cart, Surgical Case¦Stand, Basin, CRS, Mobile, Double¦Stand, Basin, CRS, Mobile, Single¦Stool, Anesthesia, With Back¦Warmer, Blood, High Volume¦Table, Operating, Spinal¦CUSA¦Sequential Compression Device Pump¦Backtable¦Rack, Apron/Gloves, Wall Mounted¦Illuminator, Film, Double, Wall Mounted¦Console, PACS, Remote View, 2k X 2k, 2 Monitors¦Stereotactic Surgical System
ppmd_templates_ORNS1.rvt | ORNS1 - EQUIPMENT SCHEDULE 2 of 2 | TRUE | Qty | Count | FALSE |  | NUEZmGHfVqGYP0jATw26KmU6lBtStSWBBDnMGy1S7zQ= | C:\Temp\vw\test data\test subfolder\ppmd_templates_ORNS1.rvt | 3¦2¦2¦4¦4¦2¦2¦1¦1¦1¦1¦1¦1¦2¦2¦1¦1¦1
ppmd_templates_ORNS1.rvt | ORNS1 - EQUIPMENT SCHEDULE 2 of 2 | TRUE | Logistics¦AR | CAT_Army | TRUE | fa0e0053-bcc4-42e8-881f-6a4690f994c9 | NUEZmGHfVqGYP0jATw26KmU6lBtStSWBBDnMGy1S7zQ= | C:\Temp\vw\test data\test subfolder\ppmd_templates_ORNS1.rvt | C¦C¦C¦C¦C¦C¦C¦C¦C¦C¦C¦C¦C¦C¦A¦C¦F¦C
ppmd_templates_ORNS1.rvt | ORNS1 - EQUIPMENT SCHEDULE 2 of 2 | TRUE | Logistics¦NA | CAT_Navy | TRUE | 183e77a6-b75d-41a5-8f81-f6abfee236ec | NUEZmGHfVqGYP0jATw26KmU6lBtStSWBBDnMGy1S7zQ= | C:\Temp\vw\test data\test subfolder\ppmd_templates_ORNS1.rvt | C¦C¦C¦C¦C¦C¦C¦C¦C¦C¦C¦C¦C¦C¦A¦C¦F¦C
ppmd_templates_ORNS1.rvt | ORNS1 - EQUIPMENT SCHEDULE 2 of 2 | TRUE | Logistics¦AF | CAT_AF | TRUE | 053816d3-2f83-4e72-9b30-0a25ff75573f | NUEZmGHfVqGYP0jATw26KmU6lBtStSWBBDnMGy1S7zQ= | C:\Temp\vw\test data\test subfolder\ppmd_templates_ORNS1.rvt | C¦C¦C¦C¦C¦C¦C¦C¦C¦C¦C¦C¦C¦C¦A¦C¦F¦C
ppmd_templates_ORNS1.rvt | ORNS1 - EQUIPMENT SCHEDULE 2 of 2 | TRUE | Logistics¦VA | CAT_VA | TRUE | abab06e0-bc20-4958-a9a7-acf73c376614 | NUEZmGHfVqGYP0jATw26KmU6lBtStSWBBDnMGy1S7zQ= | C:\Temp\vw\test data\test subfolder\ppmd_templates_ORNS1.rvt | C¦C¦C¦C¦C¦C¦C¦C¦C¦C¦C¦C¦C¦C¦A¦C¦F¦-
ppmd_templates_ORNS1.rvt | ORNS1 - EQUIPMENT SCHEDULE 2 of 2 | TRUE | Utilities¦1 | UTIL_1_WaterDrain | TRUE | 594b780e-c62e-473b-9f66-4d3db2fa1b7f | NUEZmGHfVqGYP0jATw26KmU6lBtStSWBBDnMGy1S7zQ= | C:\Temp\vw\test data\test subfolder\ppmd_templates_ORNS1.rvt | -¦-¦-¦-¦-¦-¦-¦-¦-¦-¦-¦-¦-¦-¦-¦-¦-¦-
ppmd_templates_ORNS1.rvt | ORNS1 - EQUIPMENT SCHEDULE 2 of 2 | TRUE | Utilities¦2 | UTIL_2_Elec | TRUE | 28082216-138e-4a2f-9824-e96dbd7e3cd0 | NUEZmGHfVqGYP0jATw26KmU6lBtStSWBBDnMGy1S7zQ= | C:\Temp\vw\test data\test subfolder\ppmd_templates_ORNS1.rvt | -¦-¦-¦-¦-¦-¦-¦-¦-¦B¦A¦-¦-¦-¦-¦A¦A¦B
ppmd_templates_ORNS1.rvt | ORNS1 - EQUIPMENT SCHEDULE 2 of 2 | TRUE | Utilities¦3 | UTIL_3_MedGas | TRUE | 22af1ef2-54f0-4b6e-b40a-7064dfb8769c | NUEZmGHfVqGYP0jATw26KmU6lBtStSWBBDnMGy1S7zQ= | C:\Temp\vw\test data\test subfolder\ppmd_templates_ORNS1.rvt | -¦-¦-¦-¦-¦-¦-¦-¦-¦-¦-¦-¦-¦-¦-¦-¦-¦-
ppmd_templates_ORNS1.rvt | ORNS1 - EQUIPMENT SCHEDULE 2 of 2 | TRUE | Utilities¦4 | UTIL_4_MiscGas | TRUE | 745b8c3e-fd4a-4430-994a-d25826e1e484 | NUEZmGHfVqGYP0jATw26KmU6lBtStSWBBDnMGy1S7zQ= | C:\Temp\vw\test data\test subfolder\ppmd_templates_ORNS1.rvt | -¦-¦-¦-¦-¦-¦-¦-¦-¦-¦-¦-¦-¦-¦-¦-¦-¦-
ppmd_templates_ORNS1.rvt | ORNS1 - EQUIPMENT SCHEDULE 2 of 2 | TRUE | Utilities¦5 | UTIL_5_NonMedGas | TRUE | 323edf97-d058-44ef-a0fb-1836c80554d8 | NUEZmGHfVqGYP0jATw26KmU6lBtStSWBBDnMGy1S7zQ= | C:\Temp\vw\test data\test subfolder\ppmd_templates_ORNS1.rvt | -¦-¦-¦-¦-¦-¦-¦-¦-¦-¦-¦-¦-¦-¦-¦-¦-¦-
ppmd_templates_ORNS1.rvt | ORNS1 - EQUIPMENT SCHEDULE 2 of 2 | TRUE | Utilities¦6 | UTIL_6_Misc | TRUE | 38083e2d-8ba3-4868-9752-742b7a4a9586 | NUEZmGHfVqGYP0jATw26KmU6lBtStSWBBDnMGy1S7zQ= | C:\Temp\vw\test data\test subfolder\ppmd_templates_ORNS1.rvt | -¦-¦-¦-¦-¦-¦-¦-¦-¦-¦-¦-¦-¦-¦-¦-¦-¦-
ppmd_templates_ORNS1.rvt | ORNS1 - INTERIOR DESIGN | FALSE | Floor Finish¦Preferred | Floor Finish | FALSE |  | NUEZmGHfVqGYP0jATw26KmU6lBtStSWBBDnMGy1S7zQ= | C:\Temp\vw\test data\test subfolder\ppmd_templates_ORNS1.rvt | ET
ppmd_templates_ORNS1.rvt | ORNS1 - INTERIOR DESIGN | FALSE | Floor Finish¦Alternate | Floor Finish2 | TRUE | 4030719d-a272-441a-8bfa-d5eb510a1687 | NUEZmGHfVqGYP0jATw26KmU6lBtStSWBBDnMGy1S7zQ= | C:\Temp\vw\test data\test subfolder\ppmd_templates_ORNS1.rvt | SV
ppmd_templates_ORNS1.rvt | ORNS1 - INTERIOR DESIGN | FALSE | Wall Finish¦Preferred | Wall Finish | FALSE |  | NUEZmGHfVqGYP0jATw26KmU6lBtStSWBBDnMGy1S7zQ= | C:\Temp\vw\test data\test subfolder\ppmd_templates_ORNS1.rvt | GCT
ppmd_templates_ORNS1.rvt | ORNS1 - INTERIOR DESIGN | FALSE | Wall Finish¦Alternate | Wall Finish2 | TRUE | 5a49d499-57b3-4e1f-afc0-4c041c862be1 | NUEZmGHfVqGYP0jATw26KmU6lBtStSWBBDnMGy1S7zQ= | C:\Temp\vw\test data\test subfolder\ppmd_templates_ORNS1.rvt | SSP
ppmd_templates_ORNS1.rvt | ORNS1 - INTERIOR DESIGN | FALSE | Ceiling Finish¦Preferred | Ceiling Finish | FALSE |  | NUEZmGHfVqGYP0jATw26KmU6lBtStSWBBDnMGy1S7zQ= | C:\Temp\vw\test data\test subfolder\ppmd_templates_ORNS1.rvt | GLG
ppmd_templates_ORNS1.rvt | ORNS1 - INTERIOR DESIGN | FALSE | Ceiling Finish¦Alternate | Ceiling Finish2 | TRUE | acb31fd1-378b-4329-97b0-400ae39b5bc4 | NUEZmGHfVqGYP0jATw26KmU6lBtStSWBBDnMGy1S7zQ= | C:\Temp\vw\test data\test subfolder\ppmd_templates_ORNS1.rvt | -
ppmd_templates_ORNS1.rvt | ORNS1 - INTERIOR DESIGN | FALSE | Room Height¦ft - in | Ceiling_Hgt_IP | TRUE | 9f14ca4f-2465-4385-a17c-7aa549f64c09 | NUEZmGHfVqGYP0jATw26KmU6lBtStSWBBDnMGy1S7zQ= | C:\Temp\vw\test data\test subfolder\ppmd_templates_ORNS1.rvt | 10' - 0"
ppmd_templates_ORNS1.rvt | ORNS1 - INTERIOR DESIGN | FALSE | Room Noise¦Min NC | Noise_NC_MIN | TRUE | 8c49df6c-7d6b-49fd-9459-f57d0921d704 | NUEZmGHfVqGYP0jATw26KmU6lBtStSWBBDnMGy1S7zQ= | C:\Temp\vw\test data\test subfolder\ppmd_templates_ORNS1.rvt | 30
ppmd_templates_ORNS1.rvt | ORNS1 - INTERIOR DESIGN | FALSE | Room Noise¦Max NC | Noise_NC_MAX | TRUE | 629b571a-1c14-443c-b8e8-1130b5edb513 | NUEZmGHfVqGYP0jATw26KmU6lBtStSWBBDnMGy1S7zQ= | C:\Temp\vw\test data\test subfolder\ppmd_templates_ORNS1.rvt | 35
ppmd_templates_ORNS1.rvt | ORNS1 - INTERIOR DESIGN | FALSE | Room Noise¦SC | Noise_SC | TRUE | 44bf9cd1-070a-432c-87d9-26a3211cfe07 | NUEZmGHfVqGYP0jATw26KmU6lBtStSWBBDnMGy1S7zQ= | C:\Temp\vw\test data\test subfolder\ppmd_templates_ORNS1.rvt | 45
ppmd_templates_ORNS1.rvt | ORNS1 - MECHANICAL DESIGN | FALSE | Air Balance | Air_Balance | TRUE | 587b3cf9-4450-4d95-b8ef-0e93665dbd91 | NUEZmGHfVqGYP0jATw26KmU6lBtStSWBBDnMGy1S7zQ= | C:\Temp\vw\test data\test subfolder\ppmd_templates_ORNS1.rvt | ++
ppmd_templates_ORNS1.rvt | ORNS1 - MECHANICAL DESIGN | FALSE | Air Changes Total | Air_Changes_Total | TRUE | 3988d7f3-0f28-4410-866c-5bc65e1d842a | NUEZmGHfVqGYP0jATw26KmU6lBtStSWBBDnMGy1S7zQ= | C:\Temp\vw\test data\test subfolder\ppmd_templates_ORNS1.rvt | 25
ppmd_templates_ORNS1.rvt | ORNS1 - MECHANICAL DESIGN | FALSE | Air Changes OA | Air_Changes_OA | TRUE | b7af949f-3b64-4f85-9391-d9f17dcaad1e | NUEZmGHfVqGYP0jATw26KmU6lBtStSWBBDnMGy1S7zQ= | C:\Temp\vw\test data\test subfolder\ppmd_templates_ORNS1.rvt | 5
ppmd_templates_ORNS1.rvt | ORNS1 - MECHANICAL DESIGN | FALSE | 100% Exhaust Air | Exhaust_Air_100% | TRUE | 62b97784-583b-47d5-90a3-a90bbb961b6e | NUEZmGHfVqGYP0jATw26KmU6lBtStSWBBDnMGy1S7zQ= | C:\Temp\vw\test data\test subfolder\ppmd_templates_ORNS1.rvt | -
ppmd_templates_ORNS1.rvt | ORNS1 - MECHANICAL DESIGN | FALSE | Summer Temp¦F | Temp_Summer_F | TRUE | 1cbf6964-bd0f-4852-b367-ef4828e2e2cc | NUEZmGHfVqGYP0jATw26KmU6lBtStSWBBDnMGy1S7zQ= | C:\Temp\vw\test data\test subfolder\ppmd_templates_ORNS1.rvt
ppmd_templates_ORNS1.rvt | ORNS1 - MECHANICAL DESIGN | FALSE | Summer Temp¦C | Temp_Summer_C | FALSE |  | NUEZmGHfVqGYP0jATw26KmU6lBtStSWBBDnMGy1S7zQ= | C:\Temp\vw\test data\test subfolder\ppmd_templates_ORNS1.rvt
ppmd_templates_ORNS1.rvt | ORNS1 - MECHANICAL DESIGN | FALSE | Summer Temp¦Note | Temp_Summer_Note | TRUE | 6248fa3c-bb43-4e1c-91bb-60e102e573b7 | NUEZmGHfVqGYP0jATw26KmU6lBtStSWBBDnMGy1S7zQ= | C:\Temp\vw\test data\test subfolder\ppmd_templates_ORNS1.rvt | R
ppmd_templates_ORNS1.rvt | ORNS1 - MECHANICAL DESIGN | FALSE | Winter Temp¦F | Temp_Winter_F | TRUE | b4f9888f-41ad-47ef-a6af-145b3de732c9 | NUEZmGHfVqGYP0jATw26KmU6lBtStSWBBDnMGy1S7zQ= | C:\Temp\vw\test data\test subfolder\ppmd_templates_ORNS1.rvt | 73
ppmd_templates_ORNS1.rvt | ORNS1 - MECHANICAL DESIGN | FALSE | Winter Temp¦C | Temp_Winter_C | FALSE |  | NUEZmGHfVqGYP0jATw26KmU6lBtStSWBBDnMGy1S7zQ= | C:\Temp\vw\test data\test subfolder\ppmd_templates_ORNS1.rvt | 23
ppmd_templates_ORNS1.rvt | ORNS1 - MECHANICAL DESIGN | FALSE | Winter Temp¦Note | Temp_Winter_Note | TRUE | aacd83fc-f530-464e-b089-01667d3c52cd | NUEZmGHfVqGYP0jATw26KmU6lBtStSWBBDnMGy1S7zQ= | C:\Temp\vw\test data\test subfolder\ppmd_templates_ORNS1.rvt | R
ppmd_templates_ORNS1.rvt | ORNS1 - MECHANICAL DESIGN | FALSE | Max Relative Humidity | Relative_Humidity | TRUE | 36ead6c1-4384-4a65-8654-06a60aef94cb | NUEZmGHfVqGYP0jATw26KmU6lBtStSWBBDnMGy1S7zQ= | C:\Temp\vw\test data\test subfolder\ppmd_templates_ORNS1.rvt | Y
ppmd_templates_ORNS1.rvt | ORNS1 - MECHANICAL DESIGN | FALSE | Filtration¦Interm % | Filtration_Inter_% | TRUE | 4f03ad65-f905-419e-a0cf-8f58fe921fbc | NUEZmGHfVqGYP0jATw26KmU6lBtStSWBBDnMGy1S7zQ= | C:\Temp\vw\test data\test subfolder\ppmd_templates_ORNS1.rvt | 14
ppmd_templates_ORNS1.rvt | ORNS1 - MECHANICAL DESIGN | FALSE | Filtration¦Final % | Filtration_Final_% | TRUE | cc736e5f-46f5-476a-8d0a-ceb32d8d4e5a | NUEZmGHfVqGYP0jATw26KmU6lBtStSWBBDnMGy1S7zQ= | C:\Temp\vw\test data\test subfolder\ppmd_templates_ORNS1.rvt | 17
ppmd_templates_ORNS1.rvt | ORNS1 - MECHANICAL DESIGN | FALSE | Notes | Mech_Notes | TRUE | a32df790-0ab9-4c4a-b19c-511c2eef6d56 | NUEZmGHfVqGYP0jATw26KmU6lBtStSWBBDnMGy1S7zQ= | C:\Temp\vw\test data\test subfolder\ppmd_templates_ORNS1.rvt | C
ppmd_templates_ORNS1.rvt | ORNS1 - MEDICAL GAS DESIGN | FALSE | MCA | MedGas_MCA | TRUE | 3b23ea7f-b9f1-4749-8a2b-eb6a4fab4cdc | NUEZmGHfVqGYP0jATw26KmU6lBtStSWBBDnMGy1S7zQ= | C:\Temp\vw\test data\test subfolder\ppmd_templates_ORNS1.rvt | 6
ppmd_templates_ORNS1.rvt | ORNS1 - MEDICAL GAS DESIGN | FALSE | DCA | MedGas_DCA | TRUE | 20dc9c73-7465-4e8a-8300-4a8b5a46a91c | NUEZmGHfVqGYP0jATw26KmU6lBtStSWBBDnMGy1S7zQ= | C:\Temp\vw\test data\test subfolder\ppmd_templates_ORNS1.rvt | -
ppmd_templates_ORNS1.rvt | ORNS1 - MEDICAL GAS DESIGN | FALSE | LA | MedGas_LA | TRUE | 99801083-d820-4c5f-ad07-ab168e1bbda0 | NUEZmGHfVqGYP0jATw26KmU6lBtStSWBBDnMGy1S7zQ= | C:\Temp\vw\test data\test subfolder\ppmd_templates_ORNS1.rvt | -
ppmd_templates_ORNS1.rvt | ORNS1 - MEDICAL GAS DESIGN | FALSE | PA | MedGas_PA | TRUE | 55793ba6-1647-428e-86f6-5ce4153c7f2e | NUEZmGHfVqGYP0jATw26KmU6lBtStSWBBDnMGy1S7zQ= | C:\Temp\vw\test data\test subfolder\ppmd_templates_ORNS1.rvt | -
ppmd_templates_ORNS1.rvt | ORNS1 - MEDICAL GAS DESIGN | FALSE | MV | MedGas_MV | TRUE | 0a0bec6d-9172-4a2c-9fb3-7616a08f677a | NUEZmGHfVqGYP0jATw26KmU6lBtStSWBBDnMGy1S7zQ= | C:\Temp\vw\test data\test subfolder\ppmd_templates_ORNS1.rvt | 12
ppmd_templates_ORNS1.rvt | ORNS1 - MEDICAL GAS DESIGN | FALSE | DHV | MedGas_DHV | TRUE | 79779898-9917-494b-a027-0013b44e14f1 | NUEZmGHfVqGYP0jATw26KmU6lBtStSWBBDnMGy1S7zQ= | C:\Temp\vw\test data\test subfolder\ppmd_templates_ORNS1.rvt | -
ppmd_templates_ORNS1.rvt | ORNS1 - MEDICAL GAS DESIGN | FALSE | DLV | MedGas_DLV | TRUE | bcdcef93-2e56-440a-a8f7-e9973eadba59 | NUEZmGHfVqGYP0jATw26KmU6lBtStSWBBDnMGy1S7zQ= | C:\Temp\vw\test data\test subfolder\ppmd_templates_ORNS1.rvt | -
ppmd_templates_ORNS1.rvt | ORNS1 - MEDICAL GAS DESIGN | FALSE | LDE | MedGas_LDE | TRUE | cc6496eb-fa04-4455-81d4-1dfb1e6aaa52 | NUEZmGHfVqGYP0jATw26KmU6lBtStSWBBDnMGy1S7zQ= | C:\Temp\vw\test data\test subfolder\ppmd_templates_ORNS1.rvt | -
ppmd_templates_ORNS1.rvt | ORNS1 - MEDICAL GAS DESIGN | FALSE | OX | MedGas_OX | TRUE | 59f6c2e0-639e-4476-adf0-a5c19b1199db | NUEZmGHfVqGYP0jATw26KmU6lBtStSWBBDnMGy1S7zQ= | C:\Temp\vw\test data\test subfolder\ppmd_templates_ORNS1.rvt | 8
ppmd_templates_ORNS1.rvt | ORNS1 - MEDICAL GAS DESIGN | FALSE | NO | MedGas_NO | TRUE | 1f31b342-99ad-494b-90ce-f27b8fc04b75 | NUEZmGHfVqGYP0jATw26KmU6lBtStSWBBDnMGy1S7zQ= | C:\Temp\vw\test data\test subfolder\ppmd_templates_ORNS1.rvt | 2
ppmd_templates_ORNS1.rvt | ORNS1 - MEDICAL GAS DESIGN | FALSE | NI | MedGas_NI | TRUE | ea24567d-1f4e-45f9-907f-a79ef8b323b1 | NUEZmGHfVqGYP0jATw26KmU6lBtStSWBBDnMGy1S7zQ= | C:\Temp\vw\test data\test subfolder\ppmd_templates_ORNS1.rvt | 4
ppmd_templates_ORNS1.rvt | ORNS1 - MEDICAL GAS DESIGN | FALSE | WAGD | MedGas_WAGD | TRUE | 1aa3572e-5073-44b4-acb3-ff8739230b69 | NUEZmGHfVqGYP0jATw26KmU6lBtStSWBBDnMGy1S7zQ= | C:\Temp\vw\test data\test subfolder\ppmd_templates_ORNS1.rvt | 2
ppmd_templates_ORNS1.rvt | ORNS1 - MEDICAL GAS DESIGN | FALSE | Notes1 | MedGas_Notes | TRUE | 69d1283f-21ef-46f3-9ebb-e36d00ef4da3 | NUEZmGHfVqGYP0jATw26KmU6lBtStSWBBDnMGy1S7zQ= | C:\Temp\vw\test data\test subfolder\ppmd_templates_ORNS1.rvt | C
ppmd_templates_ORNS1.rvt | ORNS1 - MEDICAL GAS DESIGN | FALSE | Notes2 | MedGas_Notes2 | TRUE | 867f4341-094b-4cc7-b128-8c28392e09cd | NUEZmGHfVqGYP0jATw26KmU6lBtStSWBBDnMGy1S7zQ= | C:\Temp\vw\test data\test subfolder\ppmd_templates_ORNS1.rvt | D
ppmd_templates_ORNS1.rvt | ORNS1 - STRUCTURAL DESIGN | FALSE | Structural Load¦psf | Str_FloorLoad_psf | TRUE | 654b90c9-d71e-4bcd-9f27-a1532becca95 | NUEZmGHfVqGYP0jATw26KmU6lBtStSWBBDnMGy1S7zQ= | C:\Temp\vw\test data\test subfolder\ppmd_templates_ORNS1.rvt | 60
ppmd_templates_ORNS1.rvt | ORNS1 - STRUCTURAL DESIGN | FALSE | Structural Load¦kPA | Str_FloorLoad_kPA | FALSE |  | NUEZmGHfVqGYP0jATw26KmU6lBtStSWBBDnMGy1S7zQ= | C:\Temp\vw\test data\test subfolder\ppmd_templates_ORNS1.rvt | 3
ppmd_templates_ORNS1.rvt | ORNS1 - STRUCTURAL DESIGN | FALSE | Notes | Str_Notes | TRUE | 509b36e6-cf53-4158-b357-61e3cedd6faa | NUEZmGHfVqGYP0jATw26KmU6lBtStSWBBDnMGy1S7zQ= | C:\Temp\vw\test data\test subfolder\ppmd_templates_ORNS1.rvt
ppmd_templates_ORSR1.rvt | OPPS1 - MEDICAL GAS DESIGN | FALSE | MCA | MedGas_MCA | TRUE | 3b23ea7f-b9f1-4749-8a2b-eb6a4fab4cdc | H5gFJuIzQlOqwLHNmImBVRsBaaJrH0IH2U3Y9pniOXE= | C:\Temp\vw\test data\test subfolder\ppmd_templates_ORSR1.rvt | -
ppmd_templates_ORSR1.rvt | OPPS1 - MEDICAL GAS DESIGN | FALSE | DCA | MedGas_DCA | TRUE | 20dc9c73-7465-4e8a-8300-4a8b5a46a91c | H5gFJuIzQlOqwLHNmImBVRsBaaJrH0IH2U3Y9pniOXE= | C:\Temp\vw\test data\test subfolder\ppmd_templates_ORSR1.rvt | -
ppmd_templates_ORSR1.rvt | OPPS1 - MEDICAL GAS DESIGN | FALSE | LA | MedGas_LA | TRUE | 99801083-d820-4c5f-ad07-ab168e1bbda0 | H5gFJuIzQlOqwLHNmImBVRsBaaJrH0IH2U3Y9pniOXE= | C:\Temp\vw\test data\test subfolder\ppmd_templates_ORSR1.rvt | -
ppmd_templates_ORSR1.rvt | OPPS1 - MEDICAL GAS DESIGN | FALSE | PA | MedGas_PA | TRUE | 55793ba6-1647-428e-86f6-5ce4153c7f2e | H5gFJuIzQlOqwLHNmImBVRsBaaJrH0IH2U3Y9pniOXE= | C:\Temp\vw\test data\test subfolder\ppmd_templates_ORSR1.rvt | -
ppmd_templates_ORSR1.rvt | OPPS1 - MEDICAL GAS DESIGN | FALSE | MV | MedGas_MV | TRUE | 0a0bec6d-9172-4a2c-9fb3-7616a08f677a | H5gFJuIzQlOqwLHNmImBVRsBaaJrH0IH2U3Y9pniOXE= | C:\Temp\vw\test data\test subfolder\ppmd_templates_ORSR1.rvt | -
ppmd_templates_ORSR1.rvt | OPPS1 - MEDICAL GAS DESIGN | FALSE | DHV | MedGas_DHV | TRUE | 79779898-9917-494b-a027-0013b44e14f1 | H5gFJuIzQlOqwLHNmImBVRsBaaJrH0IH2U3Y9pniOXE= | C:\Temp\vw\test data\test subfolder\ppmd_templates_ORSR1.rvt | -
ppmd_templates_ORSR1.rvt | OPPS1 - MEDICAL GAS DESIGN | FALSE | DLV | MedGas_DLV | TRUE | bcdcef93-2e56-440a-a8f7-e9973eadba59 | H5gFJuIzQlOqwLHNmImBVRsBaaJrH0IH2U3Y9pniOXE= | C:\Temp\vw\test data\test subfolder\ppmd_templates_ORSR1.rvt | -
ppmd_templates_ORSR1.rvt | OPPS1 - MEDICAL GAS DESIGN | FALSE | LDE | MedGas_LDE | TRUE | cc6496eb-fa04-4455-81d4-1dfb1e6aaa52 | H5gFJuIzQlOqwLHNmImBVRsBaaJrH0IH2U3Y9pniOXE= | C:\Temp\vw\test data\test subfolder\ppmd_templates_ORSR1.rvt | -
ppmd_templates_ORSR1.rvt | OPPS1 - MEDICAL GAS DESIGN | FALSE | OX | MedGas_OX | TRUE | 59f6c2e0-639e-4476-adf0-a5c19b1199db | H5gFJuIzQlOqwLHNmImBVRsBaaJrH0IH2U3Y9pniOXE= | C:\Temp\vw\test data\test subfolder\ppmd_templates_ORSR1.rvt | -
ppmd_templates_ORSR1.rvt | OPPS1 - MEDICAL GAS DESIGN | FALSE | NO | MedGas_NO | TRUE | 1f31b342-99ad-494b-90ce-f27b8fc04b75 | H5gFJuIzQlOqwLHNmImBVRsBaaJrH0IH2U3Y9pniOXE= | C:\Temp\vw\test data\test subfolder\ppmd_templates_ORSR1.rvt | -
ppmd_templates_ORSR1.rvt | OPPS1 - MEDICAL GAS DESIGN | FALSE | NI | MedGas_NI | TRUE | ea24567d-1f4e-45f9-907f-a79ef8b323b1 | H5gFJuIzQlOqwLHNmImBVRsBaaJrH0IH2U3Y9pniOXE= | C:\Temp\vw\test data\test subfolder\ppmd_templates_ORSR1.rvt | -
ppmd_templates_ORSR1.rvt | OPPS1 - MEDICAL GAS DESIGN | FALSE | WAGD | MedGas_WAGD | TRUE | 1aa3572e-5073-44b4-acb3-ff8739230b69 | H5gFJuIzQlOqwLHNmImBVRsBaaJrH0IH2U3Y9pniOXE= | C:\Temp\vw\test data\test subfolder\ppmd_templates_ORSR1.rvt | -
ppmd_templates_ORSR1.rvt | OPPS1 - MEDICAL GAS DESIGN | FALSE | Notes1 | MedGas_Notes | TRUE | 69d1283f-21ef-46f3-9ebb-e36d00ef4da3 | H5gFJuIzQlOqwLHNmImBVRsBaaJrH0IH2U3Y9pniOXE= | C:\Temp\vw\test data\test subfolder\ppmd_templates_ORSR1.rvt | -
ppmd_templates_ORSR1.rvt | OPPS1 - MEDICAL GAS DESIGN | FALSE | Notes2 | MedGas_Notes2 | TRUE | 867f4341-094b-4cc7-b128-8c28392e09cd | H5gFJuIzQlOqwLHNmImBVRsBaaJrH0IH2U3Y9pniOXE= | C:\Temp\vw\test data\test subfolder\ppmd_templates_ORSR1.rvt
ppmd_templates_ORSR1.rvt | ORSA1 - EQUIPMENT SCHEDULE | FALSE | JSN | JSN | TRUE | 8632cd76-2ab9-457d-8db7-39197de446a2 | H5gFJuIzQlOqwLHNmImBVRsBaaJrH0IH2U3Y9pniOXE= | C:\Temp\vw\test data\test subfolder\ppmd_templates_ORSR1.rvt
ppmd_templates_ORSR1.rvt | ORSA1 - EQUIPMENT SCHEDULE | FALSE | Nomenclature | Nomenclature | TRUE | f004b755-1952-4a21-a1c1-98f41ef6a86c | H5gFJuIzQlOqwLHNmImBVRsBaaJrH0IH2U3Y9pniOXE= | C:\Temp\vw\test data\test subfolder\ppmd_templates_ORSR1.rvt
ppmd_templates_ORSR1.rvt | ORSA1 - EQUIPMENT SCHEDULE | FALSE | Qty | Count | FALSE |  | H5gFJuIzQlOqwLHNmImBVRsBaaJrH0IH2U3Y9pniOXE= | C:\Temp\vw\test data\test subfolder\ppmd_templates_ORSR1.rvt
ppmd_templates_ORSR1.rvt | ORSA1 - EQUIPMENT SCHEDULE | FALSE | Unit of Issue | Unit_Issue | TRUE | c629168e-0cfa-459a-9efe-45d01b2f91b6 | H5gFJuIzQlOqwLHNmImBVRsBaaJrH0IH2U3Y9pniOXE= | C:\Temp\vw\test data\test subfolder\ppmd_templates_ORSR1.rvt
ppmd_templates_ORSR1.rvt | ORSA1 - EQUIPMENT SCHEDULE | FALSE | Logistics¦AR | CAT_Army | TRUE | fa0e0053-bcc4-42e8-881f-6a4690f994c9 | H5gFJuIzQlOqwLHNmImBVRsBaaJrH0IH2U3Y9pniOXE= | C:\Temp\vw\test data\test subfolder\ppmd_templates_ORSR1.rvt
ppmd_templates_ORSR1.rvt | ORSA1 - EQUIPMENT SCHEDULE | FALSE | Logistics¦NA | CAT_Navy | TRUE | 183e77a6-b75d-41a5-8f81-f6abfee236ec | H5gFJuIzQlOqwLHNmImBVRsBaaJrH0IH2U3Y9pniOXE= | C:\Temp\vw\test data\test subfolder\ppmd_templates_ORSR1.rvt
ppmd_templates_ORSR1.rvt | ORSA1 - EQUIPMENT SCHEDULE | FALSE | Logistics¦AF | CAT_AF | TRUE | 053816d3-2f83-4e72-9b30-0a25ff75573f | H5gFJuIzQlOqwLHNmImBVRsBaaJrH0IH2U3Y9pniOXE= | C:\Temp\vw\test data\test subfolder\ppmd_templates_ORSR1.rvt
ppmd_templates_ORSR1.rvt | ORSA1 - EQUIPMENT SCHEDULE | FALSE | Logistics¦VA | CAT_VA | TRUE | abab06e0-bc20-4958-a9a7-acf73c376614 | H5gFJuIzQlOqwLHNmImBVRsBaaJrH0IH2U3Y9pniOXE= | C:\Temp\vw\test data\test subfolder\ppmd_templates_ORSR1.rvt
ppmd_templates_ORSR1.rvt | ORSA1 - EQUIPMENT SCHEDULE | FALSE | Utilities¦1 | UTIL_1_WaterDrain | TRUE | 594b780e-c62e-473b-9f66-4d3db2fa1b7f | H5gFJuIzQlOqwLHNmImBVRsBaaJrH0IH2U3Y9pniOXE= | C:\Temp\vw\test data\test subfolder\ppmd_templates_ORSR1.rvt
ppmd_templates_ORSR1.rvt | ORSA1 - EQUIPMENT SCHEDULE | FALSE | Utilities¦2 | UTIL_2_Elec | TRUE | 28082216-138e-4a2f-9824-e96dbd7e3cd0 | H5gFJuIzQlOqwLHNmImBVRsBaaJrH0IH2U3Y9pniOXE= | C:\Temp\vw\test data\test subfolder\ppmd_templates_ORSR1.rvt
ppmd_templates_ORSR1.rvt | ORSA1 - EQUIPMENT SCHEDULE | FALSE | Utilities¦3 | UTIL_3_MedGas | TRUE | 22af1ef2-54f0-4b6e-b40a-7064dfb8769c | H5gFJuIzQlOqwLHNmImBVRsBaaJrH0IH2U3Y9pniOXE= | C:\Temp\vw\test data\test subfolder\ppmd_templates_ORSR1.rvt
ppmd_templates_ORSR1.rvt | ORSA1 - EQUIPMENT SCHEDULE | FALSE | Utilities¦4 | UTIL_4_MiscGas | TRUE | 745b8c3e-fd4a-4430-994a-d25826e1e484 | H5gFJuIzQlOqwLHNmImBVRsBaaJrH0IH2U3Y9pniOXE= | C:\Temp\vw\test data\test subfolder\ppmd_templates_ORSR1.rvt
ppmd_templates_ORSR1.rvt | ORSA1 - EQUIPMENT SCHEDULE | FALSE | Utilities¦5 | UTIL_5_NonMedGas | TRUE | 323edf97-d058-44ef-a0fb-1836c80554d8 | H5gFJuIzQlOqwLHNmImBVRsBaaJrH0IH2U3Y9pniOXE= | C:\Temp\vw\test data\test subfolder\ppmd_templates_ORSR1.rvt
ppmd_templates_ORSR1.rvt | ORSA1 - EQUIPMENT SCHEDULE | FALSE | Utilities¦6 | UTIL_6_Misc | TRUE | 38083e2d-8ba3-4868-9752-742b7a4a9586 | H5gFJuIzQlOqwLHNmImBVRsBaaJrH0IH2U3Y9pniOXE= | C:\Temp\vw\test data\test subfolder\ppmd_templates_ORSR1.rvt
ppmd_templates_ORSR1.rvt | ORSA1 - INTERIOR DESIGN | FALSE | Floor Finish¦Preferred | Floor Finish | FALSE |  | H5gFJuIzQlOqwLHNmImBVRsBaaJrH0IH2U3Y9pniOXE= | C:\Temp\vw\test data\test subfolder\ppmd_templates_ORSR1.rvt
ppmd_templates_ORSR1.rvt | ORSA1 - INTERIOR DESIGN | FALSE | Floor Finish¦Alternate | Floor Finish2 | TRUE | 4030719d-a272-441a-8bfa-d5eb510a1687 | H5gFJuIzQlOqwLHNmImBVRsBaaJrH0IH2U3Y9pniOXE= | C:\Temp\vw\test data\test subfolder\ppmd_templates_ORSR1.rvt
ppmd_templates_ORSR1.rvt | ORSA1 - INTERIOR DESIGN | FALSE | Wall Finish¦Preferred | Wall Finish | FALSE |  | H5gFJuIzQlOqwLHNmImBVRsBaaJrH0IH2U3Y9pniOXE= | C:\Temp\vw\test data\test subfolder\ppmd_templates_ORSR1.rvt
ppmd_templates_ORSR1.rvt | ORSA1 - INTERIOR DESIGN | FALSE | Wall Finish¦Alternate | Wall Finish2 | TRUE | 5a49d499-57b3-4e1f-afc0-4c041c862be1 | H5gFJuIzQlOqwLHNmImBVRsBaaJrH0IH2U3Y9pniOXE= | C:\Temp\vw\test data\test subfolder\ppmd_templates_ORSR1.rvt
ppmd_templates_ORSR1.rvt | ORSA1 - INTERIOR DESIGN | FALSE | Ceiling Finish¦Preferred | Ceiling Finish | FALSE |  | H5gFJuIzQlOqwLHNmImBVRsBaaJrH0IH2U3Y9pniOXE= | C:\Temp\vw\test data\test subfolder\ppmd_templates_ORSR1.rvt
ppmd_templates_ORSR1.rvt | ORSA1 - INTERIOR DESIGN | FALSE | Ceiling Finish¦Alternate | Ceiling Finish2 | TRUE | acb31fd1-378b-4329-97b0-400ae39b5bc4 | H5gFJuIzQlOqwLHNmImBVRsBaaJrH0IH2U3Y9pniOXE= | C:\Temp\vw\test data\test subfolder\ppmd_templates_ORSR1.rvt
ppmd_templates_ORSR1.rvt | ORSA1 - INTERIOR DESIGN | FALSE | Room Height¦ft - in | Ceiling_Hgt_IP | TRUE | 9f14ca4f-2465-4385-a17c-7aa549f64c09 | H5gFJuIzQlOqwLHNmImBVRsBaaJrH0IH2U3Y9pniOXE= | C:\Temp\vw\test data\test subfolder\ppmd_templates_ORSR1.rvt
ppmd_templates_ORSR1.rvt | ORSA1 - INTERIOR DESIGN | FALSE | Room Noise¦Min NC | Noise_NC_MIN | TRUE | 8c49df6c-7d6b-49fd-9459-f57d0921d704 | H5gFJuIzQlOqwLHNmImBVRsBaaJrH0IH2U3Y9pniOXE= | C:\Temp\vw\test data\test subfolder\ppmd_templates_ORSR1.rvt
ppmd_templates_ORSR1.rvt | ORSA1 - INTERIOR DESIGN | FALSE | Room Noise¦Max NC | Noise_NC_MAX | TRUE | 629b571a-1c14-443c-b8e8-1130b5edb513 | H5gFJuIzQlOqwLHNmImBVRsBaaJrH0IH2U3Y9pniOXE= | C:\Temp\vw\test data\test subfolder\ppmd_templates_ORSR1.rvt
ppmd_templates_ORSR1.rvt | ORSA1 - INTERIOR DESIGN | FALSE | Room Noise¦SC | Noise_SC | TRUE | 44bf9cd1-070a-432c-87d9-26a3211cfe07 | H5gFJuIzQlOqwLHNmImBVRsBaaJrH0IH2U3Y9pniOXE= | C:\Temp\vw\test data\test subfolder\ppmd_templates_ORSR1.rvt
ppmd_templates_ORSR1.rvt | ORSR1 - DATA/TELEPHONE EQUIPMENT SCHEDULE | FALSE | JSN | JSN | TRUE | 8632cd76-2ab9-457d-8db7-39197de446a2 | H5gFJuIzQlOqwLHNmImBVRsBaaJrH0IH2U3Y9pniOXE= | C:\Temp\vw\test data\test subfolder\ppmd_templates_ORSR1.rvt
ppmd_templates_ORSR1.rvt | ORSR1 - DATA/TELEPHONE EQUIPMENT SCHEDULE | FALSE | Nomenclature | Nomenclature | TRUE | f004b755-1952-4a21-a1c1-98f41ef6a86c | H5gFJuIzQlOqwLHNmImBVRsBaaJrH0IH2U3Y9pniOXE= | C:\Temp\vw\test data\test subfolder\ppmd_templates_ORSR1.rvt
ppmd_templates_ORSR1.rvt | ORSR1 - DATA/TELEPHONE EQUIPMENT SCHEDULE | FALSE | Qty | Count | FALSE |  | H5gFJuIzQlOqwLHNmImBVRsBaaJrH0IH2U3Y9pniOXE= | C:\Temp\vw\test data\test subfolder\ppmd_templates_ORSR1.rvt
ppmd_templates_ORSR1.rvt | ORSR1 - DATA/TELEPHONE EQUIPMENT SCHEDULE | FALSE | Logistics¦AR | CAT_Army | TRUE | fa0e0053-bcc4-42e8-881f-6a4690f994c9 | H5gFJuIzQlOqwLHNmImBVRsBaaJrH0IH2U3Y9pniOXE= | C:\Temp\vw\test data\test subfolder\ppmd_templates_ORSR1.rvt
ppmd_templates_ORSR1.rvt | ORSR1 - DATA/TELEPHONE EQUIPMENT SCHEDULE | FALSE | Logistics¦NA | CAT_Navy | TRUE | 183e77a6-b75d-41a5-8f81-f6abfee236ec | H5gFJuIzQlOqwLHNmImBVRsBaaJrH0IH2U3Y9pniOXE= | C:\Temp\vw\test data\test subfolder\ppmd_templates_ORSR1.rvt
ppmd_templates_ORSR1.rvt | ORSR1 - DATA/TELEPHONE EQUIPMENT SCHEDULE | FALSE | Logistics¦AF | CAT_AF | TRUE | 053816d3-2f83-4e72-9b30-0a25ff75573f | H5gFJuIzQlOqwLHNmImBVRsBaaJrH0IH2U3Y9pniOXE= | C:\Temp\vw\test data\test subfolder\ppmd_templates_ORSR1.rvt
ppmd_templates_ORSR1.rvt | ORSR1 - DATA/TELEPHONE EQUIPMENT SCHEDULE | FALSE | Logistics¦VA | CAT_VA | TRUE | abab06e0-bc20-4958-a9a7-acf73c376614 | H5gFJuIzQlOqwLHNmImBVRsBaaJrH0IH2U3Y9pniOXE= | C:\Temp\vw\test data\test subfolder\ppmd_templates_ORSR1.rvt
ppmd_templates_ORSR1.rvt | ORSR1 - DOOR SCHEDULE | FALSE | Mark | Construction Type | FALSE |  | H5gFJuIzQlOqwLHNmImBVRsBaaJrH0IH2U3Y9pniOXE= | C:\Temp\vw\test data\test subfolder\ppmd_templates_ORSR1.rvt
ppmd_templates_ORSR1.rvt | ORSR1 - DOOR SCHEDULE | FALSE | Type | Family | FALSE |  | H5gFJuIzQlOqwLHNmImBVRsBaaJrH0IH2U3Y9pniOXE= | C:\Temp\vw\test data\test subfolder\ppmd_templates_ORSR1.rvt
ppmd_templates_ORSR1.rvt | ORSR1 - DOOR SCHEDULE | FALSE | Count | Count | FALSE |  | H5gFJuIzQlOqwLHNmImBVRsBaaJrH0IH2U3Y9pniOXE= | C:\Temp\vw\test data\test subfolder\ppmd_templates_ORSR1.rvt
ppmd_templates_ORSR1.rvt | ORSR1 - DOOR SCHEDULE | FALSE | Height¦ft - in | Height | FALSE |  | H5gFJuIzQlOqwLHNmImBVRsBaaJrH0IH2U3Y9pniOXE= | C:\Temp\vw\test data\test subfolder\ppmd_templates_ORSR1.rvt
ppmd_templates_ORSR1.rvt | ORSR1 - DOOR SCHEDULE | FALSE | Width¦ft - in | Width | FALSE |  | H5gFJuIzQlOqwLHNmImBVRsBaaJrH0IH2U3Y9pniOXE= | C:\Temp\vw\test data\test subfolder\ppmd_templates_ORSR1.rvt
ppmd_templates_ORSR1.rvt | ORSR1 - DOOR SCHEDULE | FALSE | Hardware | Door_Hardware | TRUE | aada339e-27db-43a6-a49e-55c88563e0c3 | H5gFJuIzQlOqwLHNmImBVRsBaaJrH0IH2U3Y9pniOXE= | C:\Temp\vw\test data\test subfolder\ppmd_templates_ORSR1.rvt
ppmd_templates_ORSR1.rvt | ORSR1 - DOOR SCHEDULE | FALSE | Notes | Type Comments | FALSE |  | H5gFJuIzQlOqwLHNmImBVRsBaaJrH0IH2U3Y9pniOXE= | C:\Temp\vw\test data\test subfolder\ppmd_templates_ORSR1.rvt
ppmd_templates_ORSR1.rvt | ORSR1 - ELECTRICAL DESIGN | FALSE | Lighting¦LUX1 | Light_Level_LUX | TRUE | fc853981-f613-4f05-81bd-e48fb947424b | H5gFJuIzQlOqwLHNmImBVRsBaaJrH0IH2U3Y9pniOXE= | C:\Temp\vw\test data\test subfolder\ppmd_templates_ORSR1.rvt | 500
ppmd_templates_ORSR1.rvt | ORSR1 - ELECTRICAL DESIGN | FALSE | Lighting¦Footcandles1 | Light_Level_FC | FALSE |  | H5gFJuIzQlOqwLHNmImBVRsBaaJrH0IH2U3Y9pniOXE= | C:\Temp\vw\test data\test subfolder\ppmd_templates_ORSR1.rvt | 46
ppmd_templates_ORSR1.rvt | ORSR1 - ELECTRICAL DESIGN | FALSE | Lighting¦LUX2 | Light_Level_LUX2 | TRUE | 172f1cff-58cc-41cd-b888-0e7a81d2bf40 | H5gFJuIzQlOqwLHNmImBVRsBaaJrH0IH2U3Y9pniOXE= | C:\Temp\vw\test data\test subfolder\ppmd_templates_ORSR1.rvt
ppmd_templates_ORSR1.rvt | ORSR1 - ELECTRICAL DESIGN | FALSE | Lighting¦Footcandles2 | Light_Level_FC2 | FALSE |  | H5gFJuIzQlOqwLHNmImBVRsBaaJrH0IH2U3Y9pniOXE= | C:\Temp\vw\test data\test subfolder\ppmd_templates_ORSR1.rvt
ppmd_templates_ORSR1.rvt | ORSR1 - ELECTRICAL DESIGN | FALSE | Lighting¦Notes | Light_Notes | TRUE | a36245ac-ea57-45c2-bac5-bed4d04a4f78 | H5gFJuIzQlOqwLHNmImBVRsBaaJrH0IH2U3Y9pniOXE= | C:\Temp\vw\test data\test subfolder\ppmd_templates_ORSR1.rvt | -
ppmd_templates_ORSR1.rvt | ORSR1 - ELECTRICAL DESIGN | FALSE | Lighting¦Notes2 | Light_Notes2 | TRUE | 6d0b4891-ce4c-45f8-9560-387866098a10 | H5gFJuIzQlOqwLHNmImBVRsBaaJrH0IH2U3Y9pniOXE= | C:\Temp\vw\test data\test subfolder\ppmd_templates_ORSR1.rvt
ppmd_templates_ORSR1.rvt | ORSR1 - ELECTRICAL DESIGN | FALSE | Essential Power¦% Power | ES_Power% | TRUE | 7cbfe71a-865f-4cf4-b400-c67e3939439b | H5gFJuIzQlOqwLHNmImBVRsBaaJrH0IH2U3Y9pniOXE= | C:\Temp\vw\test data\test subfolder\ppmd_templates_ORSR1.rvt | -
ppmd_templates_ORSR1.rvt | ORSR1 - ELECTRICAL DESIGN | FALSE | Essential Power¦% Light | ES_Light% | TRUE | af00a8bb-40cb-434a-a7e5-b4140f3c844f | H5gFJuIzQlOqwLHNmImBVRsBaaJrH0IH2U3Y9pniOXE= | C:\Temp\vw\test data\test subfolder\ppmd_templates_ORSR1.rvt | L
ppmd_templates_ORSR1.rvt | ORSR1 - ELECTRICAL DESIGN | FALSE | Essential Power¦Notes | ES_Notes | TRUE | 0c3ae867-1060-40b5-bb68-261d16a167a0 | H5gFJuIzQlOqwLHNmImBVRsBaaJrH0IH2U3Y9pniOXE= | C:\Temp\vw\test data\test subfolder\ppmd_templates_ORSR1.rvt | -
ppmd_templates_ORSR1.rvt | ORSR1 - EQUIPMENT SCHEDULE | TRUE | JSN | JSN | TRUE | 8632cd76-2ab9-457d-8db7-39197de446a2 | H5gFJuIzQlOqwLHNmImBVRsBaaJrH0IH2U3Y9pniOXE= | C:\Temp\vw\test data\test subfolder\ppmd_templates_ORSR1.rvt | A5075¦A5080¦A5107¦C04E0¦C0037¦CE040¦CS150¦CT050¦F2010¦M3073¦P2000¦P2450¦S0125
ppmd_templates_ORSR1.rvt | ORSR1 - EQUIPMENT SCHEDULE | TRUE | Nomenclature | Nomenclature | TRUE | f004b755-1952-4a21-a1c1-98f41ef6a86c | H5gFJuIzQlOqwLHNmImBVRsBaaJrH0IH2U3Y9pniOXE= | C:\Temp\vw\test data\test subfolder\ppmd_templates_ORSR1.rvt | Dispenser, Soap, Disposable¦Dispenser, Paper Towel, SS, Surface Mounted¦Dispenser, Glove, Surgical/Examination, Wall Mntd¦Cabinet, UCB, 1 Shelf, 1 Drawer, 2 DO, 36x36x22¦Rail, Apron, 4x36x1¦Cabinet, W/H, 2 SH, 2 GDO, Sloping Top, 38x36x13¦Sink, SS, Single Compartment, 10x19x16 ID¦Countertop, Stainless Steel¦Basket, Wastepaper, Step-On¦Container, Biohazard Waste, Step-on, Fire Safe¦Eyewash, Wall Mounted, Hands-Free¦Valve, Mixing, Thermostatic¦Sterilizer, Stm, VAC, 1DO, CAB, 16x16x26 Chamber
ppmd_templates_ORSR1.rvt | ORSR1 - EQUIPMENT SCHEDULE | TRUE | Qty | Count | FALSE |  | H5gFJuIzQlOqwLHNmImBVRsBaaJrH0IH2U3Y9pniOXE= | C:\Temp\vw\test data\test subfolder\ppmd_templates_ORSR1.rvt | 1¦1¦1¦1¦2¦1¦1¦1¦1¦1¦1¦1¦1
ppmd_templates_ORSR1.rvt | ORSR1 - EQUIPMENT SCHEDULE | TRUE | LF | Comments | FALSE |  | H5gFJuIzQlOqwLHNmImBVRsBaaJrH0IH2U3Y9pniOXE= | C:\Temp\vw\test data\test subfolder\ppmd_templates_ORSR1.rvt | 6'-0"
ppmd_templates_ORSR1.rvt | ORSR1 - EQUIPMENT SCHEDULE | TRUE | Logistics¦AR | CAT_Army | TRUE | fa0e0053-bcc4-42e8-881f-6a4690f994c9 | H5gFJuIzQlOqwLHNmImBVRsBaaJrH0IH2U3Y9pniOXE= | C:\Temp\vw\test data\test subfolder\ppmd_templates_ORSR1.rvt | C¦A¦C¦A¦A¦A¦A¦A¦C¦C¦A¦A¦A
ppmd_templates_ORSR1.rvt | ORSR1 - EQUIPMENT SCHEDULE | TRUE | Logistics¦NA | CAT_Navy | TRUE | 183e77a6-b75d-41a5-8f81-f6abfee236ec | H5gFJuIzQlOqwLHNmImBVRsBaaJrH0IH2U3Y9pniOXE= | C:\Temp\vw\test data\test subfolder\ppmd_templates_ORSR1.rvt | C¦A¦C¦A¦A¦A¦A¦A¦C¦C¦A¦A¦A
ppmd_templates_ORSR1.rvt | ORSR1 - EQUIPMENT SCHEDULE | TRUE | Logistics¦AF | CAT_AF | TRUE | 053816d3-2f83-4e72-9b30-0a25ff75573f | H5gFJuIzQlOqwLHNmImBVRsBaaJrH0IH2U3Y9pniOXE= | C:\Temp\vw\test data\test subfolder\ppmd_templates_ORSR1.rvt | C¦A¦C¦A¦A¦A¦A¦A¦C¦C¦A¦A¦A
ppmd_templates_ORSR1.rvt | ORSR1 - EQUIPMENT SCHEDULE | TRUE | Logistics¦VA | CAT_VA | TRUE | abab06e0-bc20-4958-a9a7-acf73c376614 | H5gFJuIzQlOqwLHNmImBVRsBaaJrH0IH2U3Y9pniOXE= | C:\Temp\vw\test data\test subfolder\ppmd_templates_ORSR1.rvt | C¦A¦C¦A¦A¦A¦A¦A¦C¦C¦A¦A¦A
ppmd_templates_ORSR1.rvt | ORSR1 - EQUIPMENT SCHEDULE | TRUE | Utilities¦1 | UTIL_1_WaterDrain | TRUE | 594b780e-c62e-473b-9f66-4d3db2fa1b7f | H5gFJuIzQlOqwLHNmImBVRsBaaJrH0IH2U3Y9pniOXE= | C:\Temp\vw\test data\test subfolder\ppmd_templates_ORSR1.rvt | -¦-¦-¦-¦-¦-¦D¦-¦-¦-¦B¦A¦B
ppmd_templates_ORSR1.rvt | ORSR1 - EQUIPMENT SCHEDULE | TRUE | Utilities¦2 | UTIL_2_Elec | TRUE | 28082216-138e-4a2f-9824-e96dbd7e3cd0 | H5gFJuIzQlOqwLHNmImBVRsBaaJrH0IH2U3Y9pniOXE= | C:\Temp\vw\test data\test subfolder\ppmd_templates_ORSR1.rvt | -¦-¦-¦-¦-¦-¦-¦-¦-¦-¦-¦-¦F
ppmd_templates_ORSR1.rvt | ORSR1 - EQUIPMENT SCHEDULE | TRUE | Utilities¦3 | UTIL_3_MedGas | TRUE | 22af1ef2-54f0-4b6e-b40a-7064dfb8769c | H5gFJuIzQlOqwLHNmImBVRsBaaJrH0IH2U3Y9pniOXE= | C:\Temp\vw\test data\test subfolder\ppmd_templates_ORSR1.rvt | -¦-¦-¦-¦-¦-¦-¦-¦-¦-¦-¦-¦-
ppmd_templates_ORSR1.rvt | ORSR1 - EQUIPMENT SCHEDULE | TRUE | Utilities¦4 | UTIL_4_MiscGas | TRUE | 745b8c3e-fd4a-4430-994a-d25826e1e484 | H5gFJuIzQlOqwLHNmImBVRsBaaJrH0IH2U3Y9pniOXE= | C:\Temp\vw\test data\test subfolder\ppmd_templates_ORSR1.rvt | -¦-¦-¦-¦-¦-¦-¦-¦-¦-¦-¦-¦A
ppmd_templates_ORSR1.rvt | ORSR1 - EQUIPMENT SCHEDULE | TRUE | Utilities¦5 | UTIL_5_NonMedGas | TRUE | 323edf97-d058-44ef-a0fb-1836c80554d8 | H5gFJuIzQlOqwLHNmImBVRsBaaJrH0IH2U3Y9pniOXE= | C:\Temp\vw\test data\test subfolder\ppmd_templates_ORSR1.rvt | -¦-¦-¦-¦-¦-¦-¦-¦-¦-¦-¦-¦-
ppmd_templates_ORSR1.rvt | ORSR1 - EQUIPMENT SCHEDULE | TRUE | Utilities¦6 | UTIL_6_Misc | TRUE | 38083e2d-8ba3-4868-9752-742b7a4a9586 | H5gFJuIzQlOqwLHNmImBVRsBaaJrH0IH2U3Y9pniOXE= | C:\Temp\vw\test data\test subfolder\ppmd_templates_ORSR1.rvt | -¦-¦-¦-¦-¦-¦-¦-¦-¦-¦-¦-¦-
ppmd_templates_ORSR1.rvt | ORSR1 - INTERIOR DESIGN | FALSE | Floor Finish¦Preferred | Floor Finish | FALSE |  | H5gFJuIzQlOqwLHNmImBVRsBaaJrH0IH2U3Y9pniOXE= | C:\Temp\vw\test data\test subfolder\ppmd_templates_ORSR1.rvt | ET
ppmd_templates_ORSR1.rvt | ORSR1 - INTERIOR DESIGN | FALSE | Floor Finish¦Alternate | Floor Finish2 | TRUE | 4030719d-a272-441a-8bfa-d5eb510a1687 | H5gFJuIzQlOqwLHNmImBVRsBaaJrH0IH2U3Y9pniOXE= | C:\Temp\vw\test data\test subfolder\ppmd_templates_ORSR1.rvt | SV
ppmd_templates_ORSR1.rvt | ORSR1 - INTERIOR DESIGN | FALSE | Wall Finish¦Preferred | Wall Finish | FALSE |  | H5gFJuIzQlOqwLHNmImBVRsBaaJrH0IH2U3Y9pniOXE= | C:\Temp\vw\test data\test subfolder\ppmd_templates_ORSR1.rvt | GLG
ppmd_templates_ORSR1.rvt | ORSR1 - INTERIOR DESIGN | FALSE | Wall Finish¦Alternate | Wall Finish2 | TRUE | 5a49d499-57b3-4e1f-afc0-4c041c862be1 | H5gFJuIzQlOqwLHNmImBVRsBaaJrH0IH2U3Y9pniOXE= | C:\Temp\vw\test data\test subfolder\ppmd_templates_ORSR1.rvt | SSP
ppmd_templates_ORSR1.rvt | ORSR1 - INTERIOR DESIGN | FALSE | Ceiling Finish¦Preferred | Ceiling Finish | FALSE |  | H5gFJuIzQlOqwLHNmImBVRsBaaJrH0IH2U3Y9pniOXE= | C:\Temp\vw\test data\test subfolder\ppmd_templates_ORSR1.rvt | GLG
ppmd_templates_ORSR1.rvt | ORSR1 - INTERIOR DESIGN | FALSE | Ceiling Finish¦Alternate | Ceiling Finish2 | TRUE | acb31fd1-378b-4329-97b0-400ae39b5bc4 | H5gFJuIzQlOqwLHNmImBVRsBaaJrH0IH2U3Y9pniOXE= | C:\Temp\vw\test data\test subfolder\ppmd_templates_ORSR1.rvt | -
ppmd_templates_ORSR1.rvt | ORSR1 - INTERIOR DESIGN | FALSE | Room Height¦ft - in | Ceiling_Hgt_IP | TRUE | 9f14ca4f-2465-4385-a17c-7aa549f64c09 | H5gFJuIzQlOqwLHNmImBVRsBaaJrH0IH2U3Y9pniOXE= | C:\Temp\vw\test data\test subfolder\ppmd_templates_ORSR1.rvt | 9' - 0"
ppmd_templates_ORSR1.rvt | ORSR1 - INTERIOR DESIGN | FALSE | Room Noise¦Min NC | Noise_NC_MIN | TRUE | 8c49df6c-7d6b-49fd-9459-f57d0921d704 | H5gFJuIzQlOqwLHNmImBVRsBaaJrH0IH2U3Y9pniOXE= | C:\Temp\vw\test data\test subfolder\ppmd_templates_ORSR1.rvt | 30
ppmd_templates_ORSR1.rvt | ORSR1 - INTERIOR DESIGN | FALSE | Room Noise¦Max NC | Noise_NC_MAX | TRUE | 629b571a-1c14-443c-b8e8-1130b5edb513 | H5gFJuIzQlOqwLHNmImBVRsBaaJrH0IH2U3Y9pniOXE= | C:\Temp\vw\test data\test subfolder\ppmd_templates_ORSR1.rvt | 35
ppmd_templates_ORSR1.rvt | ORSR1 - INTERIOR DESIGN | FALSE | Room Noise¦SC | Noise_SC | TRUE | 44bf9cd1-070a-432c-87d9-26a3211cfe07 | H5gFJuIzQlOqwLHNmImBVRsBaaJrH0IH2U3Y9pniOXE= | C:\Temp\vw\test data\test subfolder\ppmd_templates_ORSR1.rvt | 40
ppmd_templates_ORSR1.rvt | ORSR1 - MECHANICAL DESIGN | FALSE | Air Balance | Air_Balance | TRUE | 587b3cf9-4450-4d95-b8ef-0e93665dbd91 | H5gFJuIzQlOqwLHNmImBVRsBaaJrH0IH2U3Y9pniOXE= | C:\Temp\vw\test data\test subfolder\ppmd_templates_ORSR1.rvt | +
ppmd_templates_ORSR1.rvt | ORSR1 - MECHANICAL DESIGN | FALSE | Air Changes Total | Air_Changes_Total | TRUE | 3988d7f3-0f28-4410-866c-5bc65e1d842a | H5gFJuIzQlOqwLHNmImBVRsBaaJrH0IH2U3Y9pniOXE= | C:\Temp\vw\test data\test subfolder\ppmd_templates_ORSR1.rvt | 6
ppmd_templates_ORSR1.rvt | ORSR1 - MECHANICAL DESIGN | FALSE | Air Changes OA | Air_Changes_OA | TRUE | b7af949f-3b64-4f85-9391-d9f17dcaad1e | H5gFJuIzQlOqwLHNmImBVRsBaaJrH0IH2U3Y9pniOXE= | C:\Temp\vw\test data\test subfolder\ppmd_templates_ORSR1.rvt | 2
ppmd_templates_ORSR1.rvt | ORSR1 - MECHANICAL DESIGN | FALSE | 100% Exhaust Air | Exhaust_Air_100% | TRUE | 62b97784-583b-47d5-90a3-a90bbb961b6e | H5gFJuIzQlOqwLHNmImBVRsBaaJrH0IH2U3Y9pniOXE= | C:\Temp\vw\test data\test subfolder\ppmd_templates_ORSR1.rvt | -
ppmd_templates_ORSR1.rvt | ORSR1 - MECHANICAL DESIGN | FALSE | Summer Temp¦F | Temp_Summer_F | TRUE | 1cbf6964-bd0f-4852-b367-ef4828e2e2cc | H5gFJuIzQlOqwLHNmImBVRsBaaJrH0IH2U3Y9pniOXE= | C:\Temp\vw\test data\test subfolder\ppmd_templates_ORSR1.rvt | 75
ppmd_templates_ORSR1.rvt | ORSR1 - MECHANICAL DESIGN | FALSE | Summer Temp¦C | Temp_Summer_C | FALSE |  | H5gFJuIzQlOqwLHNmImBVRsBaaJrH0IH2U3Y9pniOXE= | C:\Temp\vw\test data\test subfolder\ppmd_templates_ORSR1.rvt | 24
ppmd_templates_ORSR1.rvt | ORSR1 - MECHANICAL DESIGN | FALSE | Summer Temp¦Note | Temp_Summer_Note | TRUE | 6248fa3c-bb43-4e1c-91bb-60e102e573b7 | H5gFJuIzQlOqwLHNmImBVRsBaaJrH0IH2U3Y9pniOXE= | C:\Temp\vw\test data\test subfolder\ppmd_templates_ORSR1.rvt
ppmd_templates_ORSR1.rvt | ORSR1 - MECHANICAL DESIGN | FALSE | Winter Temp¦F | Temp_Winter_F | TRUE | b4f9888f-41ad-47ef-a6af-145b3de732c9 | H5gFJuIzQlOqwLHNmImBVRsBaaJrH0IH2U3Y9pniOXE= | C:\Temp\vw\test data\test subfolder\ppmd_templates_ORSR1.rvt | 75
ppmd_templates_ORSR1.rvt | ORSR1 - MECHANICAL DESIGN | FALSE | Winter Temp¦C | Temp_Winter_C | FALSE |  | H5gFJuIzQlOqwLHNmImBVRsBaaJrH0IH2U3Y9pniOXE= | C:\Temp\vw\test data\test subfolder\ppmd_templates_ORSR1.rvt | 24
ppmd_templates_ORSR1.rvt | ORSR1 - MECHANICAL DESIGN | FALSE | Winter Temp¦Note | Temp_Winter_Note | TRUE | aacd83fc-f530-464e-b089-01667d3c52cd | H5gFJuIzQlOqwLHNmImBVRsBaaJrH0IH2U3Y9pniOXE= | C:\Temp\vw\test data\test subfolder\ppmd_templates_ORSR1.rvt
ppmd_templates_ORSR1.rvt | ORSR1 - MECHANICAL DESIGN | FALSE | Max Relative Humidity | Relative_Humidity | TRUE | 36ead6c1-4384-4a65-8654-06a60aef94cb | H5gFJuIzQlOqwLHNmImBVRsBaaJrH0IH2U3Y9pniOXE= | C:\Temp\vw\test data\test subfolder\ppmd_templates_ORSR1.rvt | -
ppmd_templates_ORSR1.rvt | ORSR1 - MECHANICAL DESIGN | FALSE | Filtration¦Interm % | Filtration_Inter_% | TRUE | 4f03ad65-f905-419e-a0cf-8f58fe921fbc | H5gFJuIzQlOqwLHNmImBVRsBaaJrH0IH2U3Y9pniOXE= | C:\Temp\vw\test data\test subfolder\ppmd_templates_ORSR1.rvt | 14
ppmd_templates_ORSR1.rvt | ORSR1 - MECHANICAL DESIGN | FALSE | Filtration¦Final % | Filtration_Final_% | TRUE | cc736e5f-46f5-476a-8d0a-ceb32d8d4e5a | H5gFJuIzQlOqwLHNmImBVRsBaaJrH0IH2U3Y9pniOXE= | C:\Temp\vw\test data\test subfolder\ppmd_templates_ORSR1.rvt | -
ppmd_templates_ORSR1.rvt | ORSR1 - MECHANICAL DESIGN | FALSE | Notes | Mech_Notes | TRUE | a32df790-0ab9-4c4a-b19c-511c2eef6d56 | H5gFJuIzQlOqwLHNmImBVRsBaaJrH0IH2U3Y9pniOXE= | C:\Temp\vw\test data\test subfolder\ppmd_templates_ORSR1.rvt | -
ppmd_templates_ORSR1.rvt | ORSR1 - MEDICAL GAS DESIGN | FALSE | MCA | MedGas_MCA | TRUE | 3b23ea7f-b9f1-4749-8a2b-eb6a4fab4cdc | H5gFJuIzQlOqwLHNmImBVRsBaaJrH0IH2U3Y9pniOXE= | C:\Temp\vw\test data\test subfolder\ppmd_templates_ORSR1.rvt | -
ppmd_templates_ORSR1.rvt | ORSR1 - MEDICAL GAS DESIGN | FALSE | DCA | MedGas_DCA | TRUE | 20dc9c73-7465-4e8a-8300-4a8b5a46a91c | H5gFJuIzQlOqwLHNmImBVRsBaaJrH0IH2U3Y9pniOXE= | C:\Temp\vw\test data\test subfolder\ppmd_templates_ORSR1.rvt | -
ppmd_templates_ORSR1.rvt | ORSR1 - MEDICAL GAS DESIGN | FALSE | LA | MedGas_LA | TRUE | 99801083-d820-4c5f-ad07-ab168e1bbda0 | H5gFJuIzQlOqwLHNmImBVRsBaaJrH0IH2U3Y9pniOXE= | C:\Temp\vw\test data\test subfolder\ppmd_templates_ORSR1.rvt | -
ppmd_templates_ORSR1.rvt | ORSR1 - MEDICAL GAS DESIGN | FALSE | PA | MedGas_PA | TRUE | 55793ba6-1647-428e-86f6-5ce4153c7f2e | H5gFJuIzQlOqwLHNmImBVRsBaaJrH0IH2U3Y9pniOXE= | C:\Temp\vw\test data\test subfolder\ppmd_templates_ORSR1.rvt | -
ppmd_templates_ORSR1.rvt | ORSR1 - MEDICAL GAS DESIGN | FALSE | MV | MedGas_MV | TRUE | 0a0bec6d-9172-4a2c-9fb3-7616a08f677a | H5gFJuIzQlOqwLHNmImBVRsBaaJrH0IH2U3Y9pniOXE= | C:\Temp\vw\test data\test subfolder\ppmd_templates_ORSR1.rvt | -
ppmd_templates_ORSR1.rvt | ORSR1 - MEDICAL GAS DESIGN | FALSE | DHV | MedGas_DHV | TRUE | 79779898-9917-494b-a027-0013b44e14f1 | H5gFJuIzQlOqwLHNmImBVRsBaaJrH0IH2U3Y9pniOXE= | C:\Temp\vw\test data\test subfolder\ppmd_templates_ORSR1.rvt | -
ppmd_templates_ORSR1.rvt | ORSR1 - MEDICAL GAS DESIGN | FALSE | DLV | MedGas_DLV | TRUE | bcdcef93-2e56-440a-a8f7-e9973eadba59 | H5gFJuIzQlOqwLHNmImBVRsBaaJrH0IH2U3Y9pniOXE= | C:\Temp\vw\test data\test subfolder\ppmd_templates_ORSR1.rvt | -
ppmd_templates_ORSR1.rvt | ORSR1 - MEDICAL GAS DESIGN | FALSE | LDE | MedGas_LDE | TRUE | cc6496eb-fa04-4455-81d4-1dfb1e6aaa52 | H5gFJuIzQlOqwLHNmImBVRsBaaJrH0IH2U3Y9pniOXE= | C:\Temp\vw\test data\test subfolder\ppmd_templates_ORSR1.rvt | -
ppmd_templates_ORSR1.rvt | ORSR1 - MEDICAL GAS DESIGN | FALSE | OX | MedGas_OX | TRUE | 59f6c2e0-639e-4476-adf0-a5c19b1199db | H5gFJuIzQlOqwLHNmImBVRsBaaJrH0IH2U3Y9pniOXE= | C:\Temp\vw\test data\test subfolder\ppmd_templates_ORSR1.rvt | -
ppmd_templates_ORSR1.rvt | ORSR1 - MEDICAL GAS DESIGN | FALSE | NO | MedGas_NO | TRUE | 1f31b342-99ad-494b-90ce-f27b8fc04b75 | H5gFJuIzQlOqwLHNmImBVRsBaaJrH0IH2U3Y9pniOXE= | C:\Temp\vw\test data\test subfolder\ppmd_templates_ORSR1.rvt | -
ppmd_templates_ORSR1.rvt | ORSR1 - MEDICAL GAS DESIGN | FALSE | NI | MedGas_NI | TRUE | ea24567d-1f4e-45f9-907f-a79ef8b323b1 | H5gFJuIzQlOqwLHNmImBVRsBaaJrH0IH2U3Y9pniOXE= | C:\Temp\vw\test data\test subfolder\ppmd_templates_ORSR1.rvt | -
ppmd_templates_ORSR1.rvt | ORSR1 - MEDICAL GAS DESIGN | FALSE | WAGD | MedGas_WAGD | TRUE | 1aa3572e-5073-44b4-acb3-ff8739230b69 | H5gFJuIzQlOqwLHNmImBVRsBaaJrH0IH2U3Y9pniOXE= | C:\Temp\vw\test data\test subfolder\ppmd_templates_ORSR1.rvt | -
ppmd_templates_ORSR1.rvt | ORSR1 - MEDICAL GAS DESIGN | FALSE | Notes1 | MedGas_Notes | TRUE | 69d1283f-21ef-46f3-9ebb-e36d00ef4da3 | H5gFJuIzQlOqwLHNmImBVRsBaaJrH0IH2U3Y9pniOXE= | C:\Temp\vw\test data\test subfolder\ppmd_templates_ORSR1.rvt | -
ppmd_templates_ORSR1.rvt | ORSR1 - MEDICAL GAS DESIGN | FALSE | Notes2 | MedGas_Notes2 | TRUE | 867f4341-094b-4cc7-b128-8c28392e09cd | H5gFJuIzQlOqwLHNmImBVRsBaaJrH0IH2U3Y9pniOXE= | C:\Temp\vw\test data\test subfolder\ppmd_templates_ORSR1.rvt
ppmd_templates_ORSR1.rvt | ORSR1 - STRUCTURAL DESIGN | FALSE | Structural Load¦psf | Str_FloorLoad_psf | TRUE | 654b90c9-d71e-4bcd-9f27-a1532becca95 | H5gFJuIzQlOqwLHNmImBVRsBaaJrH0IH2U3Y9pniOXE= | C:\Temp\vw\test data\test subfolder\ppmd_templates_ORSR1.rvt | 60
ppmd_templates_ORSR1.rvt | ORSR1 - STRUCTURAL DESIGN | FALSE | Structural Load¦kPA | Str_FloorLoad_kPA | FALSE |  | H5gFJuIzQlOqwLHNmImBVRsBaaJrH0IH2U3Y9pniOXE= | C:\Temp\vw\test data\test subfolder\ppmd_templates_ORSR1.rvt | 3
ppmd_templates_ORSR1.rvt | ORSR1 - STRUCTURAL DESIGN | FALSE | Notes | Str_Notes | TRUE | 509b36e6-cf53-4158-b357-61e3cedd6faa | H5gFJuIzQlOqwLHNmImBVRsBaaJrH0IH2U3Y9pniOXE= | C:\Temp\vw\test data\test subfolder\ppmd_templates_ORSR1.rvt